## Cover
Hawaii Gas IRP Scenario Analysis - Projected HG Model
Issue Date | 2023-03-29
File Name | Resource Plan 2a
Project No. | 412766
Color Code
Hard-coded Input | Number
Calculated Input | Number
Output | Number
Cross Sheet Reference | Number
Disclaimer
This model is prepared solely for the authorized uses of Hawaii Gas Use of, or reliance upon, this model or any information contained herein by any other party is prohibited.

## Summary Dashboard
Start Year
Demand Scenarios | Base |  | Incremental Propane Air | No |  | 2035 |  | In-state Emissions Only |  | No
Start Year
Cost Escalation | 2% |  | Incremental LNG ISO | No |  | 2035
Retirement Year
Price Sensitivity | Reference |  | SNG Plant Rate | Base |  | 2035
Carbon Offset Cost | 50 |  | With Offsets | No
Status Quo
Illustrative Annual Bill (2022$) |  | 2022 | 2023 | 2024 | 2025 | 2026 | 2027 | 2028 | 2029 | 2030 | 2031 | 2032 | 2033 | 2034 | 2035 | 2036 | 2037 | 2038 | 2039 | 2040 | 2041 | 2042 | 2043 | 2044 | 2045 | 2025 | 2030 | 2035 | 2040 | 2045
Rate 20 - - Residential |  | 869.9271 | 836.8239 | 786.5308 | 798.9385 | 804.9622 | 812.8932 | 820.9377 | 827.5726 | 834.2005 | 842.0017 | 848.4905 | 853.673 | 857.2792 | 861.7659 | 867.7862 | 872.6083 | 877.7743 | 880.1833 | 886.7253 | 891.1115 | 893.516 | 899.3467 | 905.9096 | 908.1833 | 798.9385 | 834.2005 | 861.7659 | 886.7253 | 908.1833
Rate 30 - - Multi Family |  | 24556.4602 | 23110.6252 | 20838.5438 | 21292.1291 | 21479.0207 | 21757.4201 | 22028.6269 | 22242.9046 | 22458.6045 | 22724.3218 | 22937.4162 | 23098.2525 | 23195.3842 | 23330.5036 | 23530.4185 | 23682.6171 | 23850.4324 | 23906.6376 | 24133.8453 | 24274.1142 | 24334.5774 | 24536.8067 | 24770.2077 | 24830.0054 |  |  |  |  | `
Rate 50 - - Commercial |  | 25821.2603 | 24300.0278 | 21908.4722 | 22384.7381 | 22580.5503 | 22872.7663 | 23157.2493 | 23381.891 | 23608.0538 | 23886.8349 | 24110.3061 | 24278.852 | 24380.4326 | 24521.9825 | 24731.6885 | 24891.2457 | 25067.2456 | 25125.9163 | 25364.4082 | 25511.5113 | 25574.7252 | 25787.0169 | 26032.1019 | 26094.6845
[26 empty] | 2025 | 2030 | 2035 | 2040 | 2045 | Average
Emission Levels |  | 187346.4443 | 190325.586 | 191475.3034 | 194115.8794 | 194991.9994 | 195788.5975 | 196686.1274 | 197673.2454 | 198689.7737 | 199668.084 | 200739.2001 | 201908.8363 | 203180.2444 | 204434.8734 | 205632.6487 | 206925.9725 | 208226.2626 | 209721.4029 | 210994.3381 | 212424.3908 | 214007.3226 | 215405.8773 | 216777.2164 | 218472.9691 | 194115.8794 | 198689.7737 | 204434.8734 | 210994.3381 | 218472.9691 | 211183.934
[27 empty] | 1.217% | 1.253% | 1.293% | 1.339%
Current Live Scenario
Illustrative Annual Bill (2022$) |  | 2022 | 2023 | 2024 | 2025 | 2026 | 2027 | 2028 | 2029 | 2030 | 2031 | 2032 | 2033 | 2034 | 2035 | 2036 | 2037 | 2038 | 2039 | 2040 | 2041 | 2042 | 2043 | 2044 | 2045 | 2025 | 2030 | 2035 | 2040 | 2045
Rate 20 - - Residential |  | 869.9271 | 836.8239 | 786.5308 | 801.5914 | 810.9703 | 818.6365 | 827.1633 | 834.2998 | 846.3414 | 857.7337 | 864.3976 | 869.8311 | 873.7643 | 887.4066 | 896.3697 | 900.892 | 905.7077 | 908.0679 | 942.6822 | 949.1572 | 950.9253 | 955.0761 | 959.6859 | 961.2588 | 801.5914 | 846.3414 | 887.4066 | 942.6822 | 961.2588
Rate 30 - - Multi Family |  | 24556.4602 | 23110.6252 | 20838.5438 | 21369.7493 | 21638.6106 | 21906.8163 | 22187.5346 | 22412.4454 | 22796.5665 | 23145.5517 | 23357.4347 | 23520.6561 | 23623.793 | 24076.8075 | 24338.3847 | 24473.4388 | 24622.0959 | 24672.5468 | 25857.2728 | 26028.3594 | 26061.3711 | 26191.0373 | 26340.2207 | 26370.4838
Rate 50 - - Commercial |  | 25821.2603 | 24300.0278 | 21908.4722 | 22465.8211 | 22747.0078 | 23028.5174 | 23322.8531 | 23558.5315 | 23960.8845 | 24326.2858 | 24548.3653 | 24719.3079 | 24827.0988 | 25301.9058 | 25575.5946 | 25717.0654 | 25872.8627 | 25925.4381 | 27167.3417 | 27346.0637 | 27380.4099 | 27516.3718 | 27672.8673 | 27704.4002
[26 empty] | 2025 | 2030 | 2035 | 2040 | 2045 | Average
Emission Levels (MM Tones) |  | 187346.4443 | 190325.586 | 191475.3034 | 187947.8147 | 188823.9348 | 189620.5328 | 190518.0627 | 191505.1808 | 191184.7749 | 192163.0853 | 193234.2014 | 194403.8375 | 195675.2456 | 195887.5482 | 197109.6042 | 198426.2307 | 199748.8849 | 201265.4887 | 198653.9756 | 200103.7976 | 201705.7024 | 203122.4661 | 204511.2807 | 206223.805 | 187947.8147 | 191184.7749 | 195887.5482 | 198653.9756 | 206223.805 | 200614.4349
[26 empty] | 1.152% | 1.171% | 1.2% | 1.217% | 1.264% | -5.005%
Scenario Name | Technically Feasible with Par (Without Offsets)

## Dash Demand
Scenario | Base
Projected Gas Demand By Rate Schedule
Super High (2 New Segments)
Transportation
Power Gen
PSIP
`
Projected Ecometric Drivers
Projected Key Econometric Drivers
Projected Energy Efficiency
Emissions

## Rates Dashboard
General Inputs |  |  |  |  | Output
Demand Scenarios | Base | Supply Scenario | Cost
CapEx Scenario | No
Retirement Year
SNG Plant | Base | 2035
Cost Escalation | 2%
O&M Projections
CapEx Projections

## Customer Defection
Key Assumptions
2022
| Residential Appliance & Installation Costs |  |  | Appliance | Installation | Rebate |  | Annual kWh | Source: | Annual Equivalent Therms | Source: | Appliance Life |  | HECO Residential Rate - Effective Jan 2023 | Source: | Rate Escalation
| Water Heating - Traditional Electric 50 Gal |  |  | 800 | 1000 | 0 |  | 2450 | Hawaii Energy - Water Heating Types | 72 | Hawaii Gas | 10 |  | 0.42 | EFS 01/2023 (hawaiianelectric.com) | 2%
| Water Heating - Heat Pump 50 Gal |  |  | 2000 | 1500 | 1050 |  | 680 | Hawaii Energy - Water Heating Types | 72 |  | 10 |  | 0.42 | EFS 01/2023 (hawaiianelectric.com) | 2%
| Cooking - Electric Stove |  |  | 1039 | 0 | 0 |  | 1022 |  | 24 |  | 10 |  | 0.42 | EFS 01/2023 (hawaiianelectric.com) | 2%
| Cooking - Gas Stove |  |  | 600 | 0 | 0 |  | 0 |  | 24 |  | 10 |  | 0 |  | 2%
| Water Heating - Natural Gas 50 gal |  |  | 729 | 0 | 0 |  | 0 |  | 72 |  | 10 |  | 0 |  | 2%
| Commercial Appliance Costs |  |  | Appliance | Installation | Rebate |  | Annual kWh |  | Annual Equivalent Therms |  | Appliance Life |  | HECO Commercial Rate - Effecitve Jan 2023 |  | Rate Escalation
| Water Heating - Traditional Electric |  |  | 5500 | 1000 | 500 |  | 52560 |  | 2400 |  | 10 |  | 0.339 | EFS 01/2023 (hawaiianelectric.com) | 2%
| Cooking - Electric |  |  | 11500 | 1000 | 0 |  | 84096 |  | 6000 |  | 10 |  | 0.339 | EFS 01/2023 (hawaiianelectric.com) | 2%
| Nominal Prices |  | 1 | 1.02 | 1.0404 | 1.0612 | 1.0824 | 1.1041 | 1.1262 | 1.1487 | 1.1717 | 1.1951 | 1.219 | 1.2434 | 1.2682 | 1.2936 | 1.3195 | 1.3459 | 1.3728 | 1.4002 | 1.4282 | 1.4568 | 1.4859 | 1.5157 | 1.546 | 1.5769 | 1.6084 | 1.6406 | 1.6734 | 1.7069 | 1.741
|  |  | 2022 | 2023 | 2024 | 2025 | 2026 | 2027 | 2028 | 2029 | 2030 | 2031 | 2032 | 2033 | 2034 | 2035 | 2036 | 2037 | 2038 | 2039 | 2040 | 2041 | 2042 | 2043 | 2044 | 2045 | 2046 | 2047 | 2048 | 2049 | 2050
| HECO Residential Rate ($/kWh) |  | 0.42 | 0.4284 | 0.43697 | 0.44571 | 0.45462 | 0.46371 | 0.47299 | 0.48245 | 0.4921 | 0.50194 | 0.51198 | 0.52222 | 0.53266 | 0.54331 | 0.55418 | 0.56526 | 0.57657 | 0.5881 | 0.59986 | 0.61186 | 0.6241 | 0.63658 | 0.64931 | 0.6623 | 0.67554 | 0.68905 | 0.70284 | 0.71689 | 0.73123
| HECO Commercial Rate ($/kWh) |  | 0.339 | 0.34578 | 0.3527 | 0.35975 | 0.36694 | 0.37428 | 0.38177 | 0.3894 | 0.39719 | 0.40514 | 0.41324 | 0.4215 | 0.42993 | 0.43853 | 0.4473 | 0.45625 | 0.46537 | 0.47468 | 0.48418 | 0.49386 | 0.50374 | 0.51381 | 0.52409 | 0.53457 | 0.54526 | 0.55617 | 0.56729 | 0.57863 | 0.59021
| Hawaii Residential Gas Rate ($/therm) |  | 6.0121 | 5.8633 | 5.5638 | 5.8024 | 5.9993 | 6.1867 | 6.3869 | 6.58 | 6.824 | 7.0689 | 7.275 | 7.4743 | 7.6635 | 7.9574 | 8.2107 | 8.4234 | 8.6446 | 8.8438 | 9.4145 | 9.6779 | 9.8924 | 10.1403 | 10.3999 | 10.6277 | 10.8402 | 11.057 | 11.2782 | 11.5037 | 11.7338
| Hawaii Commercial Gas Rate ($/therm) |  | 4.4443 | 4.2582 | 3.9024 | 4.0853 | 4.221 | 4.3605 | 4.5064 | 4.6445 | 4.821 | 4.9948 | 5.1426 | 5.2832 | 5.4131 | 5.6302 | 5.8068 | 5.9567 | 6.1137 | 6.249 | 6.6883 | 6.8683 | 7.0147 | 7.1915 | 7.3782 | 7.5346 | 7.6853 | 7.839 | 7.9957 | 8.1557 | 8.3188
Annual Electric Costs - Residential
| Water Heating - Traditional Electric 50 Gal |  | 1029 | 1049.58 | 1070.5716 | 1091.983 | 1113.8227 | 1136.0991 | 1158.8211 | 1181.9976 | 1205.6375 | 1229.7503 | 1254.3453 | 1279.4322 | 1305.0208 | 1331.1212 | 1357.7436 | 1384.8985 | 1412.5965 | 1440.8484 | 1469.6654 | 1499.0587 | 1529.0399 | 1559.6207 | 1590.8131 | 1622.6293 | 1655.0819 | 1688.1836 | 1721.9472 | 1756.3862 | 1791.5139
| Water Heating - Heat Pump 50 Gal |  | 285.6 | 291.312 | 297.1382 | 303.081 | 309.1426 | 315.3255 | 321.632 | 328.0646 | 334.6259 | 341.3184 | 348.1448 | 355.1077 | 362.2099 | 369.4541 | 376.8431 | 384.38 | 392.0676 | 399.9089 | 407.9071 | 416.0653 | 424.3866 | 432.8743 | 441.5318 | 450.3624 | 459.3697 | 468.5571 | 477.9282 | 487.4868 | 497.2365
| Cooking - Electric |  | 429.24 | 437.8248 | 446.5813 | 455.5129 | 464.6232 | 473.9156 | 483.394 | 493.0618 | 502.9231 | 512.9815 | 523.2412 | 533.706 | 544.3801 | 555.2677 | 566.3731 | 577.7005 | 589.2545 | 601.0396 | 613.0604 | 625.3216 | 637.8281 | 650.5846 | 663.5963 | 676.8682 | 690.4056 | 704.2137 | 718.298 | 732.664 | 747.3172
Annual Gas Costs - Residential
| Water Heating Equivalent |  | 432.8687 | 422.1603 | 400.5929 | 417.7713 | 431.9494 | 445.4429 | 459.8592 | 473.7581 | 491.3252 | 508.9604 | 523.7987 | 538.1494 | 551.7733 | 572.9306 | 591.1723 | 606.4866 | 622.4079 | 636.7515 | 677.8413 | 696.8083 | 712.2513 | 730.1046 | 748.7942 | 765.1926 | 780.4965 | 796.1064 | 812.0285 | 828.2691 | 844.8345
| Water Heating Equivalent |  | 432.8687 | 422.1603 | 400.5929 | 417.7713 | 431.9494 | 445.4429 | 459.8592 | 473.7581 | 491.3252 | 508.9604 | 523.7987 | 538.1494 | 551.7733 | 572.9306 | 591.1723 | 606.4866 | 622.4079 | 636.7515 | 677.8413 | 696.8083 | 712.2513 | 730.1046 | 748.7942 | 765.1926 | 780.4965 | 796.1064 | 812.0285 | 828.2691 | 844.8345
| Cooking - Gas |  | 144.2896 | 140.7201 | 133.531 | 139.2571 | 143.9831 | 148.481 | 153.2864 | 157.9194 | 163.7751 | 169.6535 | 174.5996 | 179.3831 | 183.9244 | 190.9769 | 197.0574 | 202.1622 | 207.4693 | 212.2505 | 225.9471 | 232.2694 | 237.4171 | 243.3682 | 249.5981 | 255.0642 | 260.1655 | 265.3688 | 270.6762 | 276.0897 | 281.6115
Projected Annual Fuel Savings/Incremental Costs - Residential
| Water Heating - Traditional Electric 50 Gal |  | 596.1313 | 627.4197 | 669.9787 | 674.2117 | 681.8733 | 690.6562 | 698.9619 | 708.2395 | 714.3123 | 720.7899 | 730.5466 | 741.2828 | 753.2475 | 758.1906 | 766.5714 | 778.412 | 790.1885 | 804.0969 | 791.8241 | 802.2504 | 816.7886 | 829.516 | 842.0189 | 857.4367 | 874.5855 | 892.0772 | 909.9187 | 928.1171 | 946.6794
| Water Heating - Heat Pump 50 Gal |  | -147.2687 | -130.8483 | -103.4546 | -114.6903 | -122.8067 | -130.1174 | -138.2272 | -145.6934 | -156.6993 | -167.6419 | -175.6539 | -183.0417 | -189.5635 | -203.4766 | -214.3291 | -222.1066 | -230.3403 | -236.8426 | -269.9342 | -280.743 | -287.8647 | -297.2303 | -307.2624 | -314.8302 | -321.1268 | -327.5493 | -334.1003 | -340.7823 | -347.598
| Cooking - Electric |  | 284.9504 | 297.1047 | 313.0503 | 316.2558 | 320.6401 | 325.4347 | 330.1075 | 335.1425 | 339.148 | 343.3281 | 348.6416 | 354.3229 | 360.4557 | 364.2908 | 369.3156 | 375.5383 | 381.7852 | 388.7891 | 387.1133 | 393.0522 | 400.411 | 407.2164 | 413.9983 | 421.804 | 430.2401 | 438.8449 | 447.6218 | 456.5743 | 465.7057
| NPV | Discount Rate | 2022: Rolling 10 Year Benefits
|  | 3.25% | 2022 | 2023 | 2024 | 2025 | 2026 | 2027 | 2028 | 2029 | 2030 | 2031 | 2032 | 2033 | 2034 | 2035
| Water Heating - Traditional Electric 50 Gal |  | 5685.2493 | 5804.4643 | 5904.0627 | 5973.0286 | 6043.5931 | 6114.8759 | 6188.2921 | 6264.3416 | 6343.6864 | 6410.6237 | 6480.8313 | 6554.1225 | 6628.3031 | 6702.0103
| Water Heating - Heat Pump 50 Gal |  | -1134.898 | -1152.0859 | -1191.6185 | -1264.5662 | -1338.7537 | -1415.1177 | -1492.3014 | -1569.8637 | -1647.2031 | -1740.0836 | -1832.8902 | -1925.8734 | -2021.2927 | -2120.5774
| Cooking - Electric |  | 2686.2715 | 2741.8336 | 2791.1734 | 2830.6251 | 2870.9388 | 2911.828 | 2953.7707 | 2996.9407 | 3041.5655 | 3082.418 | 3124.7314 | 3168.4509 | 3212.8526 | 3257.4901
| Water Heating - Traditional Electric 50 Gal |  | 6485.2493 | 6604.4643 | 6704.0627 | 6773.0286 | 6843.5931 | 6914.8759 | 6988.2921 | 7064.3416 | 7143.6864 | 7210.6237 | 7280.8313 | 7354.1225 | 7428.3031 | 7502.0103
| Water Heating - Heat Pump 50 Gal |  | -184.898 | -202.0859 | -241.6185 | -314.5662 | -388.7537 | -465.1177 | -542.3014 | -619.8637 | -697.2031 | -790.0836 | -882.8902 | -975.8734 | -1071.2927 | -1170.5774
| Cooking - Electric |  | 3725.2715 | 3780.8336 | 3830.1734 | 3869.6251 | 3909.9388 | 3950.828 | 3992.7707 | 4035.9407 | 4080.5655 | 4121.418 | 4163.7314 | 4207.4509 | 4251.8526 | 4296.4901
| Total Cost of Ownership |  | 2022 | 2023 | 2024 | 2025 | 2026 | 2027 | 2028 | 2029 | 2030 | 2031 | 2032 | 2033 | 2034 | 2035
| Water Heating - Traditional Electric 50 Gal |  | 11183.6582 | 11372.4645 | 11565.047 | 11761.4811 | 11961.8439 | 12166.214 | 12374.6714 | 12587.298 | 12804.1772 | 13025.3939 | 13251.0349 | 13481.1888 | 13715.9457 | 13955.3978
| Water Heating - Heat Pump 50 Gal |  | 4993.0509 | 5045.4543 | 5098.9058 | 5153.4263 | 5209.0372 | 5265.7603 | 5323.6179 | 5382.6326 | 5442.8276 | 5504.2265 | 5566.8534 | 5630.7329 | 5695.8899 | 5762.3501
| Cooking - Electric |  | 4944.2561 | 5023.0153 | 5103.3497 | 5185.2908 | 5268.8707 | 5354.1222 | 5441.0788 | 5529.7744 | 5620.244 | 5712.523 | 5806.6476 | 5902.6546 | 6000.5818 | 6100.4675
| Water Heating - Natural Gas 50 gal |  | 4461.1208 | 4530.7122 | 4623.6962 | 4751.1644 | 4880.9627 | 5014.0499 | 5149.0912 | 5285.6682 | 5423.2026 | 5577.482 | 5732.9155 | 5889.7782 | 6050.3545 | 6216.0993
| Cooking - Gas |  | 1832.803 | 1856.0001 | 1886.9948 | 1929.4842 | 1972.7503 | 2017.1127 | 2062.1264 | 2107.6521 | 2153.4969 | 2204.9234 | 2256.7346 | 2309.0221 | 2362.5476 | 2417.7958
|  |  | 0 | 0 | 0 | 0 | 0 | 0
| Cuculative Cash Flows | Payback Period | 2022 | 2023 | 2024 | 2025 | 2026 | 2027 | 2028 | 2029 | 2030 | 2031 | 2032 | 2033 | 2034 | 2035 | 2036 | 2037 | 2038 | 2039 | 2040 | 2041 | 2042 | 2043 | 2044 | 2045 | 2046 | 2047 | 2048 | 2049 | 2050
| Water Heating - Traditional Electric 50 Gal | 24 | -2396.1313 | -3003.8017 | -3632.2664 | -4244.7947 | -4844.7839 | -5433.3722 | -6010.289 | -6576.4627 | -7129.5168 | -7670.0199 | -8200.5955 | -8722.0222 | -9235.1871 | -9735.4608 | -10225.3431 | -10707.134 | -11180.8191 | -11647.6691 | -12092.9229 | -12529.8397 | -12960.6722 | -13384.4454 | -13801.0658 | -14211.9607 | -14617.881 | -15018.887 | -15415.0383 | -15806.3935 | -16193.0108
| Water Heating - Heat Pump 50 Gal | 19 | -2302.7313 | -2176.0017 | -2078.9575 | -1974.7602 | -1866.7009 | -1755.8128 | -1641.7213 | -1525.2525 | -1403.9285 | -1278.2178 | -1150.6453 | -1021.8918 | -892.7478 | -758.4888 | -621.5204 | -484.0496 | -345.9701 | -208.4619 | -56.6741 | 96.2225 | 248.0629 | 399.9084 | 551.9379 | 702.8087 | 851.8529 | 999.0927 | 1144.5499 | 1288.2461 | 1430.2027
| Cooking - Electric | 24 | -1323.9504 | -1611.7032 | -1905.3559 | -2192.6776 | -2474.8129 | -2752.1536 | -3024.6213 | -3292.5376 | -3555.1219 | -3812.5754 | -4065.7841 | -4315.0188 | -4560.5864 | -4800.9549 | -5036.9684 | -5269.4044 | -5498.2687 | -5723.9955 | -5941.6747 | -6155.7365 | -6366.9417 | -6574.9756 | -6779.8167 | -6981.9507 | -7181.6376 | -7378.9069 | -7573.788 | -7766.3097 | -7956.5007
2025
| Water Heating - Traditional Electric 50 Gal | 21 |  |  |  | -2474.1886 | -3074.1778 | -3662.7661 | -4239.6829 | -4805.8566 | -5358.9108 | -5899.4138 | -6429.9894 | -6951.4161 | -7464.581 | -7964.8547 | -8454.737 | -8936.5279 | -9410.213 | -9877.063 | -10322.3168 | -10759.2336 | -11190.0661 | -11613.8393 | -12030.4597 | -12441.3546 | -12847.2749 | -13248.2809 | -13644.4322 | -14035.7874 | -14422.4047
| Water Heating - Heat Pump 50 Gal | 18 |  |  |  | -2335.3136 | -2227.2544 | -2116.3662 | -2002.2747 | -1885.8059 | -1764.482 | -1638.7713 | -1511.1988 | -1382.4452 | -1253.3013 | -1119.0422 | -982.0739 | -844.603 | -706.5236 | -569.0153 | -417.2276 | -264.331 | -112.4906 | 39.3549 | 191.3845 | 342.2552 | 491.2994 | 638.5392 | 783.9964 | 927.6927 | 1069.6493
| Cooking - Electric | 21 |  |  |  | -1355.245 | -1637.3803 | -1914.721 | -2187.1887 | -2455.105 | -2717.6893 | -2975.1428 | -3228.3515 | -3477.5862 | -3723.1538 | -3963.5223 | -4199.5358 | -4431.9718 | -4660.8361 | -4886.5629 | -5104.2421 | -5318.3039 | -5529.5091 | -5737.543 | -5942.3841 | -6144.5181 | -6344.205 | -6541.4743 | -6736.3554 | -6928.8771 | -7119.0681
2030
| Water Heating - Traditional Electric 50 Gal | 16 | [8 empty] | -2353.0541 | -2893.5572 | -3424.1328 | -3945.5595 | -4458.7244 | -4958.9981 | -5448.8804 | -5930.6713 | -6404.3564 | -6871.2064 | -7316.4602 | -7753.377 | -8184.2095 | -8607.9827 | -9024.6031 | -9435.498 | -9841.4183 | -10242.4243 | -10638.5756 | -11029.9308 | -11416.5481
| Water Heating - Heat Pump 50 Gal | 16 | [8 empty] | -2328.6761 | -2202.9654 | -2075.3929 | -1946.6393 | -1817.4954 | -1683.2363 | -1546.2679 | -1408.7971 | -1270.7177 | -1133.2094 | -981.4216 | -828.525 | -676.6846 | -524.8392 | -372.8096 | -221.9389 | -72.8947 | 74.3451 | 219.8024 | 363.4986 | 505.4552
| Cooking - Electric | 16 | [8 empty] | -1301.5843 | -1559.0378 | -1812.2465 | -2061.4812 | -2307.0488 | -2547.4173 | -2783.4308 | -3015.8668 | -3244.7311 | -3470.4579 | -3688.1371 | -3902.1989 | -4113.4042 | -4321.438 | -4526.2792 | -4728.4131 | -4928.1 | -5125.3693 | -5320.2504 | -5512.7721 | -5702.9631
2035
| Water Heating - Traditional Electric 50 Gal | 16 | 0 2035: -2300.2736; 0 2036: -2790.1559; 0 2037: -3271.9468; 0 2038: -3745.632; 0 2039: -4212.482; 0 2040: -4657.7358; 0 2041: -5094.6526; 0 2042: -5525.4851; 0 2043: -5949.2583; 0 2044: -6365.8787; 0 2045: -6776.7735; 0 2046: -7182.6939; 0 2047: -7583.6999; 0 2048: -7979.8512; 0 2049: -8371.2064; 0 2050: -8757.8237
| Water Heating - Heat Pump 50 Gal | 16 | 0 2035: -2315.7409; 0 2036: -2178.7725; 0 2037: -2041.3017; 0 2038: -1903.2223; 0 2039: -1765.714; 0 2040: -1613.9262; 0 2041: -1461.0296; 0 2042: -1309.1893; 0 2043: -1157.3438; 0 2044: -1005.3142; 0 2045: -854.4435; 0 2046: -705.3993; 0 2047: -558.1595; 0 2048: -412.7023; 0 2049: -269.006; 0 2050: -127.0494
| Cooking - Electric | 16 | 0 2035: -1279.3685; 0 2036: -1515.382; 0 2037: -1747.8179; 0 2038: -1976.6823; 0 2039: -2202.4091; 0 2040: -2420.0883; 0 2041: -2634.1501; 0 2042: -2845.3553; 0 2043: -3053.3892; 0 2044: -3258.2303; 0 2045: -3460.3643; 0 2046: -3660.0512; 0 2047: -3857.3205; 0 2048: -4052.2016; 0 2049: -4244.7233; 0 2050: -4434.9143
| Annual Electric Costs - Commercial |  | 2022 | 2023 | 2024 | 2025 | 2026 | 2027 | 2028 | 2029 | 2030 | 2031 | 2032 | 2033 | 2034 | 2035 | 2036 | 2037 | 2038 | 2039 | 2040 | 2041 | 2042 | 2043 | 2044 | 2045 | 2046 | 2047 | 2048 | 2049 | 2050
| Water Heating - Traditional Electric |  | 17817.84 | 18174.1968 | 18537.6807 | 18908.4344 | 19286.603 | 19672.3351 | 20065.7818 | 20467.0974 | 20876.4394 | 21293.9682 | 21719.8475 | 22154.2445 | 22597.3294 | 23049.276 | 23510.2615 | 23980.4667 | 24460.076 | 24949.2776 | 25448.2631 | 25957.2284 | 26476.3729 | 27005.9004 | 27546.0184 | 28096.9388 | 28658.8776 | 29232.0551 | 29816.6962 | 30413.0301 | 31021.2907
| Cooking |  | 28508.544 | 29078.7149 | 29660.2892 | 30253.495 | 30858.5649 | 31475.7362 | 32105.2509 | 32747.3559 | 33402.303 | 34070.3491 | 34751.7561 | 35446.7912 | 36155.727 | 36878.8415 | 37616.4184 | 38368.7467 | 39136.1217 | 39918.8441 | 40717.221 | 41531.5654 | 42362.1967 | 43209.4407 | 44073.6295 | 44955.1021 | 45854.2041 | 46771.2882 | 47706.7139 | 48660.8482 | 49634.0652
Annual Gas Costs - Commercial
| Water Heating - Traditional Electric |  | 10666.428 | 10219.7707 | 9365.8394 | 9804.7307 | 10130.2849 | 10465.0911 | 10815.3811 | 11146.8377 | 11570.2897 | 11987.4378 | 12342.3326 | 12679.5839 | 12991.322 | 13512.3997 | 13936.2502 | 14295.9609 | 14672.8508 | 14997.6208 | 16052.0222 | 16483.8067 | 16835.1909 | 17259.5463 | 17707.6441 | 18082.9469 | 18444.6058 | 18813.4979 | 19189.7679 | 19573.5632 | 19965.0345
| Cooking |  | 10666.428 | 10219.7707 | 9365.8394 | 9804.7307 | 10130.2849 | 10465.0911 | 10815.3811 | 11146.8377 | 11570.2897 | 11987.4378 | 12342.3326 | 12679.5839 | 12991.322 | 13512.3997 | 13936.2502 | 14295.9609 | 14672.8508 | 14997.6208 | 16052.0222 | 16483.8067 | 16835.1909 | 17259.5463 | 17707.6441 | 18082.9469 | 18444.6058 | 18813.4979 | 19189.7679 | 19573.5632 | 19965.0345
Projected Annual Fuel Savings/Incremental Costs - Commercial
| Water Heating - Traditional Electric |  | 7151.412 | 7954.4261 | 9171.8413 | 9103.7037 | 9156.3181 | 9207.244 | 9250.4007 | 9320.2597 | 9306.1496 | 9306.5304 | 9377.515 | 9474.6606 | 9606.0073 | 9536.8763 | 9574.0113 | 9684.5058 | 9787.2253 | 9951.6567 | 9396.2409 | 9473.4217 | 9641.1821 | 9746.3541 | 9838.3743 | 10013.9919 | 10214.2718 | 10418.5572 | 10626.9283 | 10839.4669 | 11056.2563
| Cooking |  | 17842.116 | 18858.9442 | 20294.4498 | 20448.7643 | 20728.2799 | 21010.6451 | 21289.8698 | 21600.5182 | 21832.0133 | 22082.9113 | 22409.4235 | 22767.2072 | 23164.405 | 23366.4419 | 23680.1682 | 24072.7859 | 24463.2709 | 24921.2233 | 24665.1988 | 25047.7587 | 25527.0058 | 25949.8944 | 26365.9854 | 26872.1552 | 27409.5983 | 27957.7903 | 28516.9461 | 29087.285 | 29669.0307

## Supply Porfolio (Live)
Number | Hard-coded Input | EIA Price Scenario | Reference
Number | Calculated Input
Number | Output
|  | Existing Supply Volume Input (therms/day) |  |  | 2022 | 2023 | 2024 | 2025 | 2026 | 2027 | 2028 | 2029 | 2030 | 2031 | 2032 | 2033 | 2034 | 2035 | 2036 | 2037 | 2038 | 2039 | 2040 | 2041 | 2042 | 2043 | 2044 | 2045 | 2046 | 2047 | 2048 | 2049 | 2050
Initial Volume Notes:
| SNG Firm: 59,421 - Average / 65,185 annual high |  | SNG- Firm | therms/day | 65185 | 62685.4837 | 59185.2187 | 50412.1468 | 50774.0784 | 51103.1588 | 51473.935 | 51881.7207 | 49065.9263 | 49470.0734 | 49912.5593 | 50395.7446 | 50920.9726 | 47270.9641 | 47862.8732 | 48490.3432 | 49116.9378 | 49820.4243 | 34812.2208 | 35482.0442 | 36211.8389 | 36862.4102 | 37498.8056 | 38266.4039 | 38330.773 | 38392.5496 | 38451.838 | 38508.7385 | 38563.3473
| SNG - Interruptible: 12,681 - Ave./ 15,710 - High |  | SNG - Interruptible | therms/day | 12606 | 12483 | 12605 | 12605 | 12605 | 12605 | 12605 | 12605 | 12605 | 12605 | 12605 | 12605 | 12605 | 12605 | 12605 | 12605 | 12605 | 12605 | 12605 | 12605 | 12605 | 12605 | 12605 | 12605 | 12605 | 12605 | 12605 | 12605 | 12605
| SNG- Additional: 3,477 |  | SNG Additional | therms/day | 0 | 0 | 0 | 0 | 0 | 0 | 0 | 0 | 0 | 0 | 0 | 0 | 0 | 0 | 0 | 0 | 0 | 0 | 0 | 0 | 0 | 0 | 0 | 0 | 0 | 0 | 0 | 0 | 0
| LNG- ISO up to: 17,400 (2 x 8,700 - 40ft ISO Containers per day) |  | LNG ISO | therms/day | 0 | 3500 | 7000 | 14000 | 14000 | 14000 | 14000 | 14000 | 14000 | 14000 | 14000 | 14000 | 14000 | 14000 | 14000 | 14000 | 14000 | 14000 | 14000 | 14000 | 14000 | 14000 | 14000 | 14000 | 14000 | 14000 | 14000 | 14000 | 14000
|  |  | Propane Air | therms/day | 0 | 0 | 0 | 0 | 0 | 0 | 0 | 0 | 0 | 0 | 0 | 0 | 0 | 0 | 0 | 0 | 0 | 0 | 0 | 0 | 0 | 0 | 0 | 0 | 0 | 0 | 0 | 0 | 0
| WWTP (capacity up to 0.8 mln therms/ year ~ 2.192 therms per day) |  | Exist. WWTP | therms/day | 2191.7808 | 2191.7808 | 2191.7808 | 2191.7808 | 2191.7808 | 2191.7808 | 2191.7808 | 2191.7808 | 2191.7808 | 2191.7808 | 2191.7808 | 2191.7808 | 2191.7808 | 2191.7808 | 2191.7808 | 2191.7808 | 2191.7808 | 2191.7808 | 2191.7808 | 2191.7808 | 2191.7808 | 2191.7808 | 2191.7808 | 2191.7808 | 2191.7808 | 2191.7808 | 2191.7808 | 2191.7808 | 2191.7808
|  |  |  | Total: | 79982.7808 | 80860.2645 | 80981.9996 | 79208.9276 | 79570.8592 | 79899.9397 | 80270.7158 | 80678.5015 | 77862.7071 | 78266.8543 | 78709.3402 | 79192.5254 | 79717.7534 | 76067.7449 | 76659.6541 | 77287.1241 | 77913.7186 | 78617.2051 | 63609.0016 | 64278.825 | 65008.6197 | 65659.191 | 66295.5864 | 67063.1847 | 67127.5539 | 67189.3304 | 67248.6189 | 67305.5193 | 67360.1281
[5 empty] | 2022 | 2023 | 2024 | 2025 | 2026 | 2027 | 2028 | 2029 | 2030 | 2031 | 2032 | 2033 | 2034 | 2035 | 2036 | 2037 | 2038 | 2039 | 2040 | 2041 | 2042 | 2043 | 2044 | 2045 | 2046 | 2047 | 2048 | 2049 | 2050
|  |  | Demand: | therms/day | 79982.3691 | 80860.2645 | 80981.9996 | 81366.3977 | 81728.3293 | 82057.4097 | 82428.1859 | 82835.9716 | 83255.9068 | 83660.054 | 84102.5399 | 84585.7251 | 85110.9531 | 85629.2495 | 86124.0593 | 86658.3408 | 87195.5001 | 87813.1535 | 88339.0124 | 88929.7776 | 89583.6983 | 90161.4515 | 90727.9617 | 91428.4895 | 91428.4895 | 91428.4895 | 91428.4895 | 91428.4895 | 91428.4895
|  |  | Unmet Demand/ Excess Supply (+/-) | therms/day | -0.41168 | 0 | 0 | -1.0459e-11 | -1.0459e-11 | 4.0927e-12 | 4.0927e-12 | -1.0459e-11 | 0 | 0 | 9.0949e-12 | 0 | 9.0949e-12 | 0 | 0 | 0 | 0 | 0 | 0 | 0 | 0 | 0 | 0 | 0 | 0 | 0 | 0 | 0 | 0
New Incremental Capacity Additions by Year (therm)
[5 empty] | % Demand | 30%
[5 empty] | ISO Expansions (therms/day): |  |  |  | LFG, New WWTP, And BioCrop (therms/day): |  |  | CDW (therms/day) |  |  | Hydrogen (therms/day)
[5 empty] | sequential: | Year | Capac. Add. |  | Year | Capac. Add. |  | Year | Capac. Add. |  | Year | $/MWh | Cost est
[5 empty] | Expansion 1 | 2035 | 0 |  | 2025 | 2157.4701 |  | 2040 | 15616.4384 |  |  | 89.4 | Reference
[5 empty] | Expansion 2 | 2040 | 0 |  | 2030 | 3235.7296 |  | n/a | 0 |  | Capac. Add.
[5 empty] | Expansion 3 | 2045 | 0 |  | 2035 | 4168.3048 |  | n/a | 0 |  | #N/A | Please select power price $/MWh applicable to respective year from the drop-down menu above
[5 empty] | Expansion 4 | 2050 | 0 |  |  |  |  | n/a | 0
[5 empty] | Expansion 5 | n/a | 0 |  |  |  |  | n/a | 0
|  |  |  | Supply Profile: | 2022 | 2023 | 2024 | 2025 | 2026 | 2027 | 2028 | 2029 | 2030 | 2031 | 2032 | 2033 | 2034 | 2035 | 2036 | 2037 | 2038 | 2039 | 2040 | 2041 | 2042 | 2043 | 2044 | 2045 | 2046 | 2047 | 2048 | 2049 | 2050
|  |  | WWTP Expansion | therms/day | 0 | 0 | 0 | 2157.4701 | 2157.4701 | 2157.4701 | 2157.4701 | 2157.4701 | 2157.4701 | 2157.4701 | 2157.4701 | 2157.4701 | 2157.4701 | 2157.4701 | 2157.4701 | 2157.4701 | 2157.4701 | 2157.4701 | 2157.4701 | 2157.4701 | 2157.4701 | 2157.4701 | 2157.4701 | 2157.4701 | 2157.4701 | 2157.4701 | 2157.4701 | 2157.4701 | 2157.4701
|  |  | BioCrop | therms/day | 0 | 0 | 0 | 0 | 0 | 0 | 0 | 0 | 3235.7296 | 3235.7296 | 3235.7296 | 3235.7296 | 3235.7296 | 3235.7296 | 3235.7296 | 3235.7296 | 3235.7296 | 3235.7296 | 3235.7296 | 3235.7296 | 3235.7296 | 3235.7296 | 3235.7296 | 3235.7296 | 3235.7296 | 3235.7296 | 3235.7296 | 3235.7296 | 3235.7296
|  |  | LFG Exp. 3 | therms/day | 0 | 0 | 0 | 0 | 0 | 0 | 0 | 0 | 0 | 0 | 0 | 0 | 0 | 4168.3048 | 4071.2055 | 3978.017 | 3888.5818 | 3802.7487 | 3720.3727 | 3641.3145 | 3565.4405 | 3492.6224 | 3422.7371 | 3355.6667 | 3291.2975 | 3229.521 | 3170.2325 | 3113.332 | 3058.7233
|  |  | CDW Exp. 1 | therms/day | 0 | 0 | 0 | 0 | 0 | 0 | 0 | 0 | 0 | 0 | 0 | 0 | 0 | 0 | 0 | 0 | 0 | 0 | 15616.4384 | 15616.4384 | 15616.4384 | 15616.4384 | 15616.4384 | 15616.4384 | 15616.4384 | 15616.4384 | 15616.4384 | 15616.4384 | 15616.4384
|  |  | CDW Exp. 2 | therms/day | 0 | 0 | 0 | 0 | 0 | 0 | 0 | 0 | 0 | 0 | 0 | 0 | 0 | 0 | 0 | 0 | 0 | 0 | 0 | 0 | 0 | 0 | 0 | 0 | 0 | 0 | 0 | 0 | 0
|  |  | CDW Exp. 3 | therms/day | 0 | 0 | 0 | 0 | 0 | 0 | 0 | 0 | 0 | 0 | 0 | 0 | 0 | 0 | 0 | 0 | 0 | 0 | 0 | 0 | 0 | 0 | 0 | 0 | 0 | 0 | 0 | 0 | 0
|  |  | CDW Exp. 4 | therms/day | 0 | 0 | 0 | 0 | 0 | 0 | 0 | 0 | 0 | 0 | 0 | 0 | 0 | 0 | 0 | 0 | 0 | 0 | 0 | 0 | 0 | 0 | 0 | 0 | 0 | 0 | 0 | 0 | 0
|  |  | CDW Exp. 5 | therms/day | 0 | 0 | 0 | 0 | 0 | 0 | 0 | 0 | 0 | 0 | 0 | 0 | 0 | 0 | 0 | 0 | 0 | 0 | 0 | 0 | 0 | 0 | 0 | 0 | 0 | 0 | 0 | 0 | 0
|  |  | LNG ISO Exp 1 | therms/day | 0 | 0 | 0 | 0 | 0 | 0 | 0 | 0 | 0 | 0 | 0 | 0 | 0 | 0 | 0 | 0 | 0 | 0 | 0 | 0 | 0 | 0 | 0 | 0 | 0 | 0 | 0 | 0 | 0
|  |  | LNG ISO Exp 2 | therms/day | 0 | 0 | 0 | 0 | 0 | 0 | 0 | 0 | 0 | 0 | 0 | 0 | 0 | 0 | 0 | 0 | 0 | 0 | 0 | 0 | 0 | 0 | 0 | 0 | 0 | 0 | 0 | 0 | 0
|  |  | LNG ISO Exp 3 | therms/day | 0 | 0 | 0 | 0 | 0 | 0 | 0 | 0 | 0 | 0 | 0 | 0 | 0 | 0 | 0 | 0 | 0 | 0 | 0 | 0 | 0 | 0 | 0 | 0 | 0 | 0 | 0 | 0 | 0
|  |  | LNG ISO Exp 4 | therms/day | 0 | 0 | 0 | 0 | 0 | 0 | 0 | 0 | 0 | 0 | 0 | 0 | 0 | 0 | 0 | 0 | 0 | 0 | 0 | 0 | 0 | 0 | 0 | 0 | 0 | 0 | 0 | 0 | 0
|  |  | LNG ISO Exp 5 | therms/day | 0 | 0 | 0 | 0 | 0 | 0 | 0 | 0 | 0 | 0 | 0 | 0 | 0 | 0 | 0 | 0 | 0 | 0 | 0 | 0 | 0 | 0 | 0 | 0 | 0 | 0 | 0 | 0 | 0
|  |  | Green Hydrogen | therms/day | 0 | 0 | 0 | 0 | 0 | 0 | 0 | 0 | 0 | 0 | 0 | 0 | 0 | 0 | 0 | 0 | 0 | 0 | 0 | 0 | 0 | 0 | 0 | 0 | 0 | 0 | 0 | 0 | 0
|  |  |  | Total: | 0 | 0 | 0 | 2157.4701 | 2157.4701 | 2157.4701 | 2157.4701 | 2157.4701 | 5393.1997 | 5393.1997 | 5393.1997 | 5393.1997 | 5393.1997 | 9561.5046 | 9464.4052 | 9371.2167 | 9281.7815 | 9195.9484 | 24730.0108 | 24650.9526 | 24575.0785 | 24502.2605 | 24432.3752 | 24365.3047 | 24300.9356 | 24239.159 | 24179.8706 | 24122.9701 | 24068.3614
Incremental RNG Volume:
Cost & Emissions:
|  |  | Unmet Demand/ Excess Supply (+/-) | therms/day | 0.41168 | 0 | 0 | -1.0459e-11 | -1.0459e-11 | 4.0927e-12 | 4.0927e-12 | -1.0459e-11 | 0 | 0 | 9.0949e-12 | 0 | 9.0949e-12 | 0 | 0 | 0 | 0 | 0 | 0 | 0 | 0 | 0 | 0 | 0 | 0 | 0 | 0 | 0 | 0
|  |  |  | Unit Cost of Supply: | 2022 | 2023 | 2024 | 2025 | 2026 | 2027 | 2028 | 2029 | 2030 | 2031 | 2032 | 2033 | 2034 | 2035 | 2036 | 2037 | 2038 | 2039 | 2040 | 2041 | 2042 | 2043 | 2044 | 2045 | 2046 | 2047 | 2048 | 2049 | 2050
|  |  | SNG- Firm | $/therm | 2.9636 | 2.631 | 2.095 | 2.1187 | 2.1578 | 2.2162 | 2.2588 | 2.2905 | 2.3242 | 2.3706 | 2.4071 | 2.4317 | 2.4443 | 2.4665 | 2.5043 | 2.532 | 2.5641 | 2.5721 | 2.6191 | 2.6479 | 2.66 | 2.7044 | 2.7578 | 2.7724 | 2.8111 | 2.8095 | 2.8133 | 2.8228 | 2.8142
|  |  | SNG - Interruptible | $/therm | 2.4223 | 2.1593 | 1.7353 | 1.754 | 1.7849 | 1.8311 | 1.8649 | 1.8899 | 1.9165 | 1.9533 | 1.9821 | 2.0016 | 2.0116 | 2.0292 | 2.0591 | 2.081 | 2.1064 | 2.1127 | 2.1499 | 2.1726 | 2.1822 | 2.2173 | 2.2595 | 2.2711 | 2.3017 | 2.3005 | 2.3034 | 2.311 | 2.3042
|  |  | SNG Additional | $/therm | 0 | 0 | 0 | 0 | 0 | 0 | 0 | 0 | 0 | 0 | 0 | 0 | 0 | 0 | 0 | 0 | 0 | 0 | 0 | 0 | 0 | 0 | 0 | 0 | 0 | 0 | 0 | 0 | 0
|  |  | LNG ISO | $/therm | 0 | 2.9393 | 2.8051 | 2.787 | 2.7847 | 2.7948 | 2.8125 | 2.8248 | 2.8346 | 2.8433 | 2.8468 | 2.8539 | 2.8533 | 2.8531 | 2.8541 | 2.8559 | 2.8579 | 2.858 | 2.8617 | 2.8623 | 2.8599 | 2.8603 | 2.8539 | 2.8507 | 2.8495 | 2.8488 | 2.8514 | 2.8489 | 2.8482
|  |  | Propane Air | $/therm | 0 | 0 | 0 | 0 | 0 | 0 | 0 | 0 | 0 | 0 | 0 | 0 | 0 | 0 | 0 | 0 | 0 | 0 | 0 | 0 | 0 | 0 | 0 | 0 | 0 | 0 | 0 | 0 | 0
|  |  | Exist. WWTP | $/therm | 2.5308 | 2.5308 | 2.5308 | 2.5308 | 2.5308 | 2.5308 | 2.5308 | 2.5308 | 2.5308 | 2.5308 | 2.5308 | 2.5308 | 2.5308 | 2.5308 | 2.5308 | 2.5308 | 2.5308 | 2.5308 | 2.5308 | 2.5308 | 2.5308 | 2.5308 | 2.5308 | 2.5308 | 2.5308 | 2.5308 | 2.5308 | 2.5308 | 2.5308
|  |  | WWTP Expansion | $/therm | 0 | 0 | 0 | 2.5308 | 2.5308 | 2.5308 | 2.5308 | 2.5308 | 2.5308 | 2.5308 | 2.5308 | 2.5308 | 2.5308 | 2.5308 | 2.5308 | 2.5308 | 2.5308 | 2.5308 | 2.5308 | 2.5308 | 2.5308 | 2.5308 | 2.5308 | 2.5308 | 2.5308 | 2.5308 | 2.5308 | 2.5308 | 2.5308
|  |  | BioCrop | $/therm | 0 | 0 | 0 | 0 | 0 | 0 | 0 | 0 | 2.9506 | 2.9506 | 2.9506 | 2.9506 | 2.9506 | 2.9506 | 2.9506 | 2.9506 | 2.9506 | 2.9506 | 2.9506 | 2.9506 | 2.9506 | 2.9506 | 2.9506 | 2.9506 | 2.9506 | 2.9506 | 2.9506 | 2.9506 | 2.9506
|  |  | LFG Exp. 3 | $/therm | 0 | 0 | 0 | 0 | 0 | 0 | 0 | 0 | 0 | 0 | 0 | 0 | 0 | 3.5411 | 3.5411 | 3.5411 | 3.5411 | 3.5411 | 3.5411 | 3.5411 | 3.5411 | 3.5411 | 3.5411 | 3.5411 | 3.5411 | 3.5411 | 3.5411 | 3.5411 | 3.5411
|  |  | CDW Exp. 1 | $/therm | 0 | 0 | 0 | 0 | 0 | 0 | 0 | 0 | 0 | 0 | 0 | 0 | 0 | 0 | 0 | 0 | 0 | 0 | 3.5232 | 3.5232 | 3.5232 | 3.5232 | 3.5232 | 3.5232 | 3.5232 | 3.5232 | 3.5232 | 3.5232 | 3.5232
|  |  | CDW Exp. 2 | $/therm | 0 | 0 | 0 | 0 | 0 | 0 | 0 | 0 | 0 | 0 | 0 | 0 | 0 | 0 | 0 | 0 | 0 | 0 | 0 | 0 | 0 | 0 | 0 | 0 | 0 | 0 | 0 | 0 | 0
|  |  | CDW Exp. 3 | $/therm | 0 | 0 | 0 | 0 | 0 | 0 | 0 | 0 | 0 | 0 | 0 | 0 | 0 | 0 | 0 | 0 | 0 | 0 | 0 | 0 | 0 | 0 | 0 | 0 | 0 | 0 | 0 | 0 | 0
|  |  | CDW Exp. 4 | $/therm | 0 | 0 | 0 | 0 | 0 | 0 | 0 | 0 | 0 | 0 | 0 | 0 | 0 | 0 | 0 | 0 | 0 | 0 | 0 | 0 | 0 | 0 | 0 | 0 | 0 | 0 | 0 | 0 | 0
|  |  | CDW Exp. 5 | $/therm | 0 | 0 | 0 | 0 | 0 | 0 | 0 | 0 | 0 | 0 | 0 | 0 | 0 | 0 | 0 | 0 | 0 | 0 | 0 | 0 | 0 | 0 | 0 | 0 | 0 | 0 | 0 | 0 | 0
|  |  | LNG ISO Exp 1 | $/therm | 0 | 0 | 0 | 0 | 0 | 0 | 0 | 0 | 0 | 0 | 0 | 0 | 0 | 0 | 0 | 0 | 0 | 0 | 0 | 0 | 0 | 0 | 0 | 0 | 0 | 0 | 0 | 0 | 0
|  |  | LNG ISO Exp 2 | $/therm | 0 | 0 | 0 | 0 | 0 | 0 | 0 | 0 | 0 | 0 | 0 | 0 | 0 | 0 | 0 | 0 | 0 | 0 | 0 | 0 | 0 | 0 | 0 | 0 | 0 | 0 | 0 | 0 | 0
|  |  | LNG ISO Exp 3 | $/therm | 0 | 0 | 0 | 0 | 0 | 0 | 0 | 0 | 0 | 0 | 0 | 0 | 0 | 0 | 0 | 0 | 0 | 0 | 0 | 0 | 0 | 0 | 0 | 0 | 0 | 0 | 0 | 0 | 0
|  |  | LNG ISO Exp 4 | $/therm | 0 | 0 | 0 | 0 | 0 | 0 | 0 | 0 | 0 | 0 | 0 | 0 | 0 | 0 | 0 | 0 | 0 | 0 | 0 | 0 | 0 | 0 | 0 | 0 | 0 | 0 | 0 | 0 | 0
|  |  | LNG ISO Exp 5 | $/therm | 0 | 0 | 0 | 0 | 0 | 0 | 0 | 0 | 0 | 0 | 0 | 0 | 0 | 0 | 0 | 0 | 0 | 0 | 0 | 0 | 0 | 0 | 0 | 0 | 0 | 0 | 0 | 0 | 0
|  |  | Green Hydrogen | $/therm | 0 | 0 | 0 | 0 | 0 | 0 | 0 | 0 | 0 | 0 | 0 | 0 | 0 | 0 | 0 | 0 | 0 | 0 | 0 | 0 | 0 | 0 | 0 | 0 | 0 | 0 | 0 | 0 | 0
|  |  |  | Weighted Average | 2.8664 | 2.5688 | 2.1122 | 2.1992 | 2.2275 | 2.2724 | 2.307 | 2.3325 | 2.3834 | 2.4176 | 2.4439 | 2.4625 | 2.4712 | 2.5392 | 2.5631 | 2.5806 | 2.6014 | 2.6056 | 2.7971 | 2.8098 | 2.8138 | 2.8352 | 2.8607 | 2.8665 | 2.8863 | 2.8848 | 2.8867 | 2.891 | 2.8859
|  |  |  | Cost of Supply: | 2022 | 2023 | 2024 | 2025 | 2026 | 2027 | 2028 | 2029 | 2030 | 2031 | 2032 | 2033 | 2034 | 2035 | 2036 | 2037 | 2038 | 2039 | 2040 | 2041 | 2042 | 2043 | 2044 | 2045 | 2046 | 2047 | 2048 | 2049 | 2050
|  |  | SNG- Firm | $ thousand | 70510.4463 | 60198.6067 | 45258.1012 | 38984.501 | 39989.1626 | 41337.3423 | 42439.2277 | 43375.4352 | 41623.5849 | 42805.5682 | 43852.3763 | 44730.1673 | 45429.7919 | 42557.1899 | 43750.5102 | 44813.8964 | 45968.5313 | 46773.0161 | 33279.7551 | 34292.2802 | 35157.8913 | 36386.5339 | 37745.7755 | 38722.3798 | 39329.2014 | 39370.4667 | 39483.7954 | 39676.133 | 39611.7921
|  |  | SNG - Interruptible | $ thousand | 11145.6255 | 9838.3857 | 7983.7546 | 8069.8036 | 8212.1375 | 8424.622 | 8579.9735 | 8695.2875 | 8817.6831 | 8986.8199 | 9119.456 | 9209.1396 | 9254.8519 | 9335.8094 | 9473.397 | 9574.1217 | 9690.9633 | 9720.2026 | 9891.1782 | 9995.7709 | 10039.9072 | 10201.3961 | 10395.7908 | 10448.9348 | 10589.8466 | 10584.1015 | 10597.7235 | 10632.3973 | 10601.2128
|  |  | SNG Additional | $ thousand | 0 | 0 | 0 | 0 | 0 | 0 | 0 | 0 | 0 | 0 | 0 | 0 | 0 | 0 | 0 | 0 | 0 | 0 | 0 | 0 | 0 | 0 | 0 | 0 | 0 | 0 | 0 | 0 | 0
|  |  | LNG ISO | $ thousand | 0 | 3754.8944 | 7166.9802 | 14241.7724 | 14229.743 | 14281.3602 | 14372.1083 | 14434.5822 | 14484.9027 | 14529.5145 | 14547.2892 | 14583.5349 | 14580.5186 | 14579.3597 | 14584.5994 | 14593.7435 | 14603.7376 | 14604.3279 | 14623.1481 | 14626.3566 | 14614.2944 | 14616.1697 | 14583.1957 | 14566.9747 | 14560.8946 | 14557.607 | 14570.4567 | 14557.9944 | 14554.1626
|  |  | Propane Air | $ thousand | 0 | 0 | 0 | 0 | 0 | 0 | 0 | 0 | 0 | 0 | 0 | 0 | 0 | 0 | 0 | 0 | 0 | 0 | 0 | 0 | 0 | 0 | 0 | 0 | 0 | 0 | 0 | 0 | 0
|  |  | Exist. WWTP | $ thousand | 2024.6611 | 2024.6611 | 2024.6611 | 2024.6611 | 2024.6611 | 2024.6611 | 2024.6611 | 2024.6611 | 2024.6611 | 2024.6611 | 2024.6611 | 2024.6611 | 2024.6611 | 2024.6611 | 2024.6611 | 2024.6611 | 2024.6611 | 2024.6611 | 2024.6611 | 2024.6611 | 2024.6611 | 2024.6611 | 2024.6611 | 2024.6611 | 2024.6611 | 2024.6611 | 2024.6611 | 2024.6611 | 2024.6611
|  |  | WWTP Expansion | $ thousand | 0 | 0 | 0 | 5460.1823 | 5460.1823 | 5460.1823 | 5460.1823 | 5460.1823 | 5460.1823 | 5460.1823 | 5460.1823 | 5460.1823 | 5460.1823 | 5460.1823 | 5460.1823 | 5460.1823 | 5460.1823 | 5460.1823 | 5460.1823 | 5460.1823 | 5460.1823 | 5460.1823 | 5460.1823 | 5460.1823 | 5460.1823 | 5460.1823 | 5460.1823 | 5460.1823 | 5460.1823
|  |  | BioCrop | $ thousand | 0 | 0 | 0 | 0 | 0 | 0 | 0 | 0 | 9547.481 | 9547.481 | 9547.481 | 9547.481 | 9547.481 | 9547.481 | 9547.481 | 9547.481 | 9547.481 | 9547.481 | 9547.481 | 9547.481 | 9547.481 | 9547.481 | 9547.481 | 9547.481 | 9547.481 | 9547.481 | 9547.481 | 9547.481 | 9547.481
|  |  | LFG Exp. 3 | $ thousand | 0 | 0 | 0 | 0 | 0 | 0 | 0 | 0 | 0 | 0 | 0 | 0 | 0 | 14760.4671 | 14416.6267 | 14086.635 | 13769.9342 | 13465.989 | 13174.2856 | 12894.331 | 12625.652 | 12367.7945 | 12120.3225 | 11882.8179 | 11654.8791 | 11436.1208 | 11226.1734 | 11024.6819 | 10831.3058
|  |  | CDW Exp. 1 | $ thousand | 0 | 0 | 0 | 0 | 0 | 0 | 0 | 0 | 0 | 0 | 0 | 0 | 0 | 0 | 0 | 0 | 0 | 0 | 55020.6016 | 55020.6016 | 55020.6016 | 55020.6016 | 55020.6016 | 55020.6016 | 55020.6016 | 55020.6016 | 55020.6016 | 55020.6016 | 55020.6016
|  |  | CDW Exp. 2 | $ thousand | 0 | 0 | 0 | 0 | 0 | 0 | 0 | 0 | 0 | 0 | 0 | 0 | 0 | 0 | 0 | 0 | 0 | 0 | 0 | 0 | 0 | 0 | 0 | 0 | 0 | 0 | 0 | 0 | 0
|  |  | CDW Exp. 3 | $ thousand | 0 | 0 | 0 | 0 | 0 | 0 | 0 | 0 | 0 | 0 | 0 | 0 | 0 | 0 | 0 | 0 | 0 | 0 | 0 | 0 | 0 | 0 | 0 | 0 | 0 | 0 | 0 | 0 | 0
|  |  | CDW Exp. 4 | $ thousand | 0 | 0 | 0 | 0 | 0 | 0 | 0 | 0 | 0 | 0 | 0 | 0 | 0 | 0 | 0 | 0 | 0 | 0 | 0 | 0 | 0 | 0 | 0 | 0 | 0 | 0 | 0 | 0 | 0
|  |  | CDW Exp. 5 | $ thousand | 0 | 0 | 0 | 0 | 0 | 0 | 0 | 0 | 0 | 0 | 0 | 0 | 0 | 0 | 0 | 0 | 0 | 0 | 0 | 0 | 0 | 0 | 0 | 0 | 0 | 0 | 0 | 0 | 0
|  |  | LNG ISO Exp 1 | $ thousand | 0 | 0 | 0 | 0 | 0 | 0 | 0 | 0 | 0 | 0 | 0 | 0 | 0 | 0 | 0 | 0 | 0 | 0 | 0 | 0 | 0 | 0 | 0 | 0 | 0 | 0 | 0 | 0 | 0
|  |  | LNG ISO Exp 2 | $ thousand | 0 | 0 | 0 | 0 | 0 | 0 | 0 | 0 | 0 | 0 | 0 | 0 | 0 | 0 | 0 | 0 | 0 | 0 | 0 | 0 | 0 | 0 | 0 | 0 | 0 | 0 | 0 | 0 | 0
|  |  | LNG ISO Exp 3 | $ thousand | 0 | 0 | 0 | 0 | 0 | 0 | 0 | 0 | 0 | 0 | 0 | 0 | 0 | 0 | 0 | 0 | 0 | 0 | 0 | 0 | 0 | 0 | 0 | 0 | 0 | 0 | 0 | 0 | 0
|  |  | LNG ISO Exp 4 | $ thousand | 0 | 0 | 0 | 0 | 0 | 0 | 0 | 0 | 0 | 0 | 0 | 0 | 0 | 0 | 0 | 0 | 0 | 0 | 0 | 0 | 0 | 0 | 0 | 0 | 0 | 0 | 0 | 0 | 0
|  |  | LNG ISO Exp 5 | $ thousand | 0 | 0 | 0 | 0 | 0 | 0 | 0 | 0 | 0 | 0 | 0 | 0 | 0 | 0 | 0 | 0 | 0 | 0 | 0 | 0 | 0 | 0 | 0 | 0 | 0 | 0 | 0 | 0 | 0
|  |  | Green Hydrogen | $ thousand | 0 | 0 | 0 | 0 | 0 | 0 | 0 | 0 | 0 | 0 | 0 | 0 | 0 | 0 | 0 | 0 | 0 | 0 | 0 | 0 | 0 | 0 | 0 | 0 | 0 | 0 | 0 | 0 | 0
|  |  |  | Sum | 83680.7329 | 75816.548 | 62433.4971 | 68780.9204 | 69915.8864 | 71528.168 | 72876.1529 | 73990.1483 | 81958.4951 | 83354.227 | 84551.446 | 85555.1662 | 86297.4868 | 98265.1506 | 99257.4577 | 100100.7211 | 101065.4908 | 101595.8599 | 143021.293 | 143861.6647 | 144490.6709 | 145624.8202 | 146898.0105 | 147674.0332 | 148187.7475 | 148001.2221 | 147931.075 | 147944.1326 | 147651.3993
|  |  |  | Emissions Total: | 2022 | 2023 | 2024 | 2025 | 2026 | 2027 | 2028 | 2029 | 2030 | 2031 | 2032 | 2033 | 2034 | 2035 | 2036 | 2037 | 2038 | 2039 | 2040 | 2041 | 2042 | 2043 | 2044 | 2045 | 2046 | 2047 | 2048 | 2049 | 2050
|  |  | SNG -Firm | tonne CO2e | 157791.9306 | 151741.4051 | 143268.3889 | 122031.6019 | 122907.7219 | 123704.3199 | 124601.8499 | 125588.9679 | 118772.8348 | 119751.1452 | 120822.2613 | 121991.8974 | 123263.3055 | 114427.8084 | 115860.6301 | 117379.5333 | 118896.3173 | 120599.2318 | 84269.1958 | 85890.6229 | 87657.2213 | 89232.0452 | 90772.554 | 92630.6627 | 92786.4797 | 92936.0209 | 93079.5391 | 93217.2769 | 93349.4672
|  |  | SNG - Interruptible | tonne CO2e | 30515.0737 | 30217.3302 | 30512.653 | 30512.653 | 30512.653 | 30512.653 | 30512.653 | 30512.653 | 30512.653 | 30512.653 | 30512.653 | 30512.653 | 30512.653 | 30512.653 | 30512.653 | 30512.653 | 30512.653 | 30512.653 | 30512.653 | 30512.653 | 30512.653 | 30512.653 | 30512.653 | 30512.653 | 30512.653 | 30512.653 | 30512.653 | 30512.653 | 30512.653
|  |  | SNG Additional | tonne CO2e | 0 | 0 | 0 | 0 | 0 | 0 | 0 | 0 | 0 | 0 | 0 | 0 | 0 | 0 | 0 | 0 | 0 | 0 | 0 | 0 | 0 | 0 | 0 | 0 | 0 | 0 | 0 | 0 | 0
|  |  | LNG - ISO | tonne CO2e | 0 | 9327.4107 | 18654.8215 | 37309.643 | 37309.643 | 37309.643 | 37309.643 | 37309.643 | 37309.643 | 37309.643 | 37309.643 | 37309.643 | 37309.643 | 37309.643 | 37309.643 | 37309.643 | 37309.643 | 37309.643 | 37309.643 | 37309.643 | 37309.643 | 37309.643 | 37309.643 | 37309.643 | 37309.643 | 37309.643 | 37309.643 | 37309.643 | 37309.643
|  |  | Propane Air | tonne CO2e | 0 | 0 | 0 | 0 | 0 | 0 | 0 | 0 | 0 | 0 | 0 | 0 | 0 | 0 | 0 | 0 | 0 | 0 | 0 | 0 | 0 | 0 | 0 | 0 | 0 | 0 | 0 | 0 | 0
|  |  | Exist. WWTP | tonne CO2e | -960.56 | -960.56 | -960.56 | -960.56 | -960.56 | -960.56 | -960.56 | -960.56 | -960.56 | -960.56 | -960.56 | -960.56 | -960.56 | -960.56 | -960.56 | -960.56 | -960.56 | -960.56 | -960.56 | -960.56 | -960.56 | -960.56 | -960.56 | -960.56 | -960.56 | -960.56 | -960.56 | -960.56 | -960.56
|  |  | WWTP Expansion | tonne CO2e | 0 | 0 | 0 | -945.5231 | -945.5231 | -945.5231 | -945.5231 | -945.5231 | -945.5231 | -945.5231 | -945.5231 | -945.5231 | -945.5231 | -945.5231 | -945.5231 | -945.5231 | -945.5231 | -945.5231 | -945.5231 | -945.5231 | -945.5231 | -945.5231 | -945.5231 | -945.5231 | -945.5231 | -945.5231 | -945.5231 | -945.5231 | -945.5231
|  |  | BioCrop | tonne CO2e | 0 | 0 | 0 | 0 | 0 | 0 | 0 | 0 | 6495.7273 | 6495.7273 | 6495.7273 | 6495.7273 | 6495.7273 | 6495.7273 | 6495.7273 | 6495.7273 | 6495.7273 | 6495.7273 | 6495.7273 | 6495.7273 | 6495.7273 | 6495.7273 | 6495.7273 | 6495.7273 | 6495.7273 | 6495.7273 | 6495.7273 | 6495.7273 | 6495.7273
|  |  | LFG Exp. 3 | tonne CO2e | 0 | 0 | 0 | 0 | 0 | 0 | 0 | 0 | 0 | 0 | 0 | 0 | 0 | 9047.7996 | 8837.034 | 8634.7573 | 8440.6275 | 8254.3167 | 8075.5098 | 7903.9046 | 7739.211 | 7581.1507 | 7429.4566 | 7283.8721 | 7144.1513 | 7010.0579 | 6881.3654 | 6757.8561 | 6639.3214
|  |  | CDW Exp. 1 | tonne CO2e | 0 | 0 | 0 | 0 | 0 | 0 | 0 | 0 | 0 | 0 | 0 | 0 | 0 | 0 | 0 | 0 | 0 | 0 | 33897.33 | 33897.33 | 33897.33 | 33897.33 | 33897.33 | 33897.33 | 33897.33 | 33897.33 | 33897.33 | 33897.33 | 33897.33
|  |  | CDW Exp. 2 | tonne CO2e | 0 | 0 | 0 | 0 | 0 | 0 | 0 | 0 | 0 | 0 | 0 | 0 | 0 | 0 | 0 | 0 | 0 | 0 | 0 | 0 | 0 | 0 | 0 | 0 | 0 | 0 | 0 | 0 | 0
|  |  | CDW Exp. 3 | tonne CO2e | 0 | 0 | 0 | 0 | 0 | 0 | 0 | 0 | 0 | 0 | 0 | 0 | 0 | 0 | 0 | 0 | 0 | 0 | 0 | 0 | 0 | 0 | 0 | 0 | 0 | 0 | 0 | 0 | 0
|  |  | CDW Exp. 4 | tonne CO2e | 0 | 0 | 0 | 0 | 0 | 0 | 0 | 0 | 0 | 0 | 0 | 0 | 0 | 0 | 0 | 0 | 0 | 0 | 0 | 0 | 0 | 0 | 0 | 0 | 0 | 0 | 0 | 0 | 0
|  |  | CDW Exp. 5 | tonne CO2e | 0 | 0 | 0 | 0 | 0 | 0 | 0 | 0 | 0 | 0 | 0 | 0 | 0 | 0 | 0 | 0 | 0 | 0 | 0 | 0 | 0 | 0 | 0 | 0 | 0 | 0 | 0 | 0 | 0
|  |  | LNG ISO Exp 1 | tonne CO2e | 0 | 0 | 0 | 0 | 0 | 0 | 0 | 0 | 0 | 0 | 0 | 0 | 0 | 0 | 0 | 0 | 0 | 0 | 0 | 0 | 0 | 0 | 0 | 0 | 0 | 0 | 0 | 0 | 0
|  |  | LNG ISO Exp 2 | tonne CO2e | 0 | 0 | 0 | 0 | 0 | 0 | 0 | 0 | 0 | 0 | 0 | 0 | 0 | 0 | 0 | 0 | 0 | 0 | 0 | 0 | 0 | 0 | 0 | 0 | 0 | 0 | 0 | 0 | 0
|  |  | LNG ISO Exp 3 | tonne CO2e | 0 | 0 | 0 | 0 | 0 | 0 | 0 | 0 | 0 | 0 | 0 | 0 | 0 | 0 | 0 | 0 | 0 | 0 | 0 | 0 | 0 | 0 | 0 | 0 | 0 | 0 | 0 | 0 | 0
|  |  | LNG ISO Exp 4 | tonne CO2e | 0 | 0 | 0 | 0 | 0 | 0 | 0 | 0 | 0 | 0 | 0 | 0 | 0 | 0 | 0 | 0 | 0 | 0 | 0 | 0 | 0 | 0 | 0 | 0 | 0 | 0 | 0 | 0 | 0
|  |  | LNG ISO Exp 5 | tonne CO2e | 0 | 0 | 0 | 0 | 0 | 0 | 0 | 0 | 0 | 0 | 0 | 0 | 0 | 0 | 0 | 0 | 0 | 0 | 0 | 0 | 0 | 0 | 0 | 0 | 0 | 0 | 0 | 0 | 0
|  |  | Green Hydrogen | tonne CO2e | 0 | 0 | 0 | 0 | 0 | 0 | 0 | 0 | 0 | 0 | 0 | 0 | 0 | 0 | 0 | 0 | 0 | 0 | 0 | 0 | 0 | 0 | 0 | 0 | 0 | 0 | 0 | 0 | 0
|  |  |  | Total: | 187346.4443 | 190325.586 | 191475.3034 | 187947.8147 | 188823.9348 | 189620.5328 | 190518.0627 | 191505.1808 | 191184.7749 | 192163.0853 | 193234.2014 | 194403.8375 | 195675.2456 | 195887.5482 | 197109.6042 | 198426.2307 | 199748.8849 | 201265.4887 | 198653.9756 | 200103.7976 | 201705.7024 | 203122.4661 | 204511.2807 | 206223.805 | 206239.9011 | 206255.349 | 206270.1747 | 206284.4032 | 206298.0587
|  |  | Emissions Reductions | tonne CO2e | 2035: -8547.3252; 2036: -8523.0445; 2037: -8499.7418; 2038: -8477.3776; 2039: -8455.9142; 2040: -12340.3625; 2041: -12320.5932; 2042: -12301.6201; 2043: -12283.4112; 2044: -12265.9357; 2045: -12249.1641
|  |  | Carbon Offsets | tonne CO2e | 2040: 198653.9756; 2041: 200103.7976; 2042: 201705.7024; 2043: 203122.4661; 2044: 204511.2807; 2045: 206223.805
|  |  | Carbon Offset Price |  | 2035: 0; 2036: 0; 2037: 0; 2038: 0; 2039: 0; 2040: 0; 2041: 0; 2042: 0; 2043: 0; 2044: 0; 2045: 0
|  |  | Carbon Offset Costs | $ thousand | 2035: 0; 2036: 0; 2037: 0; 2038: 0; 2039: 0; 2040: 0; 2041: 0; 2042: 0; 2043: 0; 2044: 0; 2045: 0
|  |  | Percentage of Fossil Fuel |  | 97.26% | 97.29% | 97.29% | 94.65% | 94.68% | 94.7% | 94.72% | 94.75% | 90.89% | 90.93% | 90.98% | 91.03% | 91.09% | 86.27% | 86.47% | 86.66% | 86.84% | 87.03% | 69.52% | 69.82% | 70.12% | 70.39% | 70.65% | 70.95% | 71.02% | 71.09% | 71.16% | 71.22% | 71.28%
|  |  | Percentage of RNG/Green Hydrogen |  | 2.74% | 2.711% | 2.707% | 5.345% | 5.322% | 5.3% | 5.276% | 5.25% | 9.11% | 9.066% | 9.019% | 8.967% | 8.912% | 13.73% | 13.53% | 13.34% | 13.16% | 12.97% | 30.48% | 30.18% | 29.88% | 29.61% | 29.35% | 29.05% | 28.98% | 28.91% | 28.84% | 28.78% | 28.72%
Summary Bill Impacts
[5 empty] | 2022 | 2023 | 2024 | 2025 | 2026 | 2027 | 2028 | 2029 | 2030 | 2031 | 2032 | 2033 | 2034 | 2035 | 2036 | 2037 | 2038 | 2039 | 2040 | 2041 | 2042 | 2043 | 2044 | 2045
|  |  | Rate 20 - - Residential |  | 72.4939 | 69.7353 | 65.5442 | 66.7993 | 67.5809 | 68.2197 | 68.9303 | 69.525 | 70.5285 | 71.4778 | 72.0331 | 72.4859 | 72.8137 | 73.9506 | 74.6975 | 75.0743 | 75.4756 | 75.6723 | 78.5569 | 79.0964 | 79.2438 | 79.5897 | 79.9738 | 80.1049
|  |  | Rate 30 - - Multi Family |  | 2046.3717 | 1925.8854 | 1736.5453 | 1780.8124 | 1803.2176 | 1825.568 | 1848.9612 | 1867.7038 | 1899.7139 | 1928.796 | 1946.4529 | 1960.0547 | 1968.6494 | 2006.4006 | 2028.1987 | 2039.4532 | 2051.8413 | 2056.0456 | 2154.7727 | 2169.03 | 2171.7809 | 2182.5864 | 2195.0184 | 2197.5403
|  |  | Rate 50 - - Commercial |  | 2151.7717 | 2025.0023 | 1825.706 | 1872.1518 | 1895.584 | 1919.0431 | 1943.5711 | 1963.211 | 1996.7404 | 2027.1905 | 2045.6971 | 2059.9423 | 2068.9249 | 2108.4921 | 2131.2996 | 2143.0888 | 2156.0719 | 2160.4532 | 2263.9451 | 2278.8386 | 2281.7008 | 2293.031 | 2306.0723 | 2308.7
|  |  | Revenue Requirement (Non-Fuel) |  | 2022 | 2023 | 2024 | 2025 | 2026 | 2027 | 2028 | 2029 | 2030 | 2031 | 2032 | 2033 | 2034 | 2035 | 2036 | 2037 | 2038 | 2039 | 2040 | 2041 | 2042 | 2043 | 2044 | 2045
|  |  | Oahu System |  | 40635163.3089 | 41155551.3374 | 41905849.8202 | 42580421.6013 | 43587189.4769 | 43952107.4258 | 44549176.2577 | 45141693.1509 | 45913671.6386 | 47008062.3249 | 47564304.3774 | 48116945.365 | 48666334.6036 | 49446424.6804 | 50487649.0676 | 50991500.1592 | 51485329.16 | 51983322.2479 | 53364634.8311 | 54361596.8688 | 54826972.6391 | 55268222.1007 | 55696134.4915 | 56138627.0772
|  |  | SNG Plant |  | 15704657.2617 | 16582488.1521 | 16941648.2774 | 16979529.6479 | 16980647.8356 | 17053566.2755 | 17305624.2041 | 17554995.1766 | 17798655.3518 | 18033203.5481 | 18265316.953 | 18495316.366 | 18723398.3246 | 18943580.8877 | 19153863.9706 | 19362012.6619 | 19563567.4795 | 19768094.9873 | 19954473.5104 | 20141982.9525 | 20330445.6912 | 20502790.6842 | 20667029.8619 | 20841041.4893
|  |  | Customer Defection Impact |  | 2022 | 2023 | 2024 | 2025 | 2026 | 2027 | 2028 | 2029 | 2030 | 2031 | 2032 | 2033 | 2034 | 2035 | 2036 | 2037 | 2038 | 2039 | 2040 | 2041 | 2042 | 2043 | 2044 | 2045
|  |  | Annual Residential Bill (Non-Fuel) |  | 510.093 | 514.3443 | 521.3742 | 525.5129 | 531.3382 | 533.3682 | 537.5537 | 541.4905 | 547.1366 | 554.2363 | 557.6011 | 560.7059 | 563.547 | 568.6451 | 574.6048 | 576.9326 | 579.1453 | 580.9692 | 591.5522 | 596.4221 | 597.6951 | 599.1584 | 600.5685 | 601.4064
|  |  | If 5% Residential Customers Leave HG |  | 26.847 | 27.0708 | 27.4407 | 27.6586 | 27.9652 | 28.072 | 28.2923 | 28.4995 | 28.7967 | 29.1703 | 29.3474 | 29.5108 | 29.6604 | 29.9287 | 30.2424 | 30.3649 | 30.4813 | 30.5773 | 31.1343 | 31.3906 | 31.4576 | 31.5347 | 31.6089 | 31.653
|  |  | If 10% Residential Customers Leave HG |  | 56.677 | 57.1494 | 57.9305 | 58.3903 | 59.0376 | 59.2631 | 59.7282 | 60.1656 | 60.793 | 61.5818 | 61.9557 | 62.3007 | 62.6163 | 63.1828 | 63.845 | 64.1036 | 64.3495 | 64.5521 | 65.728 | 66.2691 | 66.4106 | 66.5732 | 66.7298 | 66.8229
|  |  | If 20% Residential Customers Leave HG |  | 127.5232 | 128.5861 | 130.3435 | 131.3782 | 132.8345 | 133.3421 | 134.3884 | 135.3726 | 136.7842 | 138.5591 | 139.4003 | 140.1765 | 140.8867 | 142.1613 | 143.6512 | 144.2331 | 144.7863 | 145.2423 | 147.888 | 149.1055 | 149.4238 | 149.7896 | 150.1421 | 150.3516
|  |  | If 30% Residential Customers Leave HG |  | 218.6113 | 220.4333 | 223.4461 | 225.2198 | 227.7164 | 228.5864 | 230.3801 | 232.0674 | 234.4871 | 237.5299 | 238.9719 | 240.3025 | 241.5201 | 243.705 | 246.2592 | 247.2568 | 248.2051 | 248.9868 | 253.5224 | 255.6095 | 256.155 | 256.7822 | 257.3865 | 257.7456
|  |  | If 5% Residential Customers Leave HG |  | 5.263% | 5.263% | 5.263% | 5.263% | 5.263% | 5.263% | 5.263% | 5.263% | 5.263% | 5.263% | 5.263% | 5.263% | 5.263% | 5.263% | 5.263% | 5.263% | 5.263% | 5.263% | 5.263% | 5.263% | 5.263% | 5.263% | 5.263% | 5.263%
|  |  | If 10% Residential Customers Leave HG |  | 11.11% | 11.11% | 11.11% | 11.11% | 11.11% | 11.11% | 11.11% | 11.11% | 11.11% | 11.11% | 11.11% | 11.11% | 11.11% | 11.11% | 11.11% | 11.11% | 11.11% | 11.11% | 11.11% | 11.11% | 11.11% | 11.11% | 11.11% | 11.11%
|  |  | If 20% Residential Customers Leave HG |  | 25% | 25% | 25% | 25% | 25% | 25% | 25% | 25% | 25% | 25% | 25% | 25% | 25% | 25% | 25% | 25% | 25% | 25% | 25% | 25% | 25% | 25% | 25% | 25%
|  |  | If 30% Residential Customers Leave HG |  | 42.86% | 42.86% | 42.86% | 42.86% | 42.86% | 42.86% | 42.86% | 42.86% | 42.86% | 42.86% | 42.86% | 42.86% | 42.86% | 42.86% | 42.86% | 42.86% | 42.86% | 42.86% | 42.86% | 42.86% | 42.86% | 42.86% | 42.86% | 42.86%

## Supply Porfolio (Status Quo)
Number | Hard-coded Input | EIA Price Scenario | Reference
Number | Calculated Input
Number | Output
|  | Existing Supply Volume Input (therms/day) |  |  | 2022 | 2023 | 2024 | 2025 | 2026 | 2027 | 2028 | 2029 | 2030 | 2031 | 2032 | 2033 | 2034 | 2035 | 2036 | 2037 | 2038 | 2039 | 2040 | 2041 | 2042 | 2043 | 2044 | 2045 | 2046 | 2047 | 2048 | 2049 | 2050
Initial Volume Notes:
| SNG Firm: 59,421 - Average / 65,185 annual high |  | SNG- Firm | therms/day | 65185 | 62685.4837 | 59185.2187 | 52569.6169 | 52931.5485 | 53260.6289 | 53631.4051 | 54039.1908 | 54459.126 | 54863.2732 | 55305.7591 | 55788.9443 | 56314.1723 | 56832.4687 | 57327.2785 | 57861.56 | 58398.7193 | 59016.3727 | 59542.2315 | 60132.9968 | 60786.9174 | 61364.6706 | 61931.1808 | 62631.7087 | 62631.7087 | 62631.7087 | 62631.7087 | 62631.7087 | 62631.7087
| SNG - Interruptible: 12,681 - Ave./ 15,710 - High |  | SNG - Interruptible | therms/day | 12606 | 12483 | 12605 | 12605 | 12605 | 12605 | 12605 | 12605 | 12605 | 12605 | 12605 | 12605 | 12605 | 12605 | 12605 | 12605 | 12605 | 12605 | 12605 | 12605 | 12605 | 12605 | 12605 | 12605 | 12605 | 12605 | 12605 | 12605 | 12605
| SNG- Additional: 3,477 |  | SNG Additional | therms/day | 0 | 0 | 0 | 0 | 0 | 0 | 0 | 0 | 0 | 0 | 0 | 0 | 0 | 0 | 0 | 0 | 0 | 0 | 0 | 0 | 0 | 0 | 0 | 0 | 0 | 0 | 0 | 0 | 0
| LNG- ISO up to: 17,400 (2 x 8,700 - 40ft ISO Containers per day) |  | LNG ISO | therms/day | 0 | 3500 | 7000 | 14000 | 14000 | 14000 | 14000 | 14000 | 14000 | 14000 | 14000 | 14000 | 14000 | 14000 | 14000 | 14000 | 14000 | 14000 | 14000 | 14000 | 14000 | 14000 | 14000 | 14000 | 14000 | 14000 | 14000 | 14000 | 14000
|  |  | Propane Air | therms/day | 0 | 0 | 0 | 0 | 0 | 0 | 0 | 0 | 0 | 0 | 0 | 0 | 0 | 0 | 0 | 0 | 0 | 0 | 0 | 0 | 0 | 0 | 0 | 0 | 0 | 0 | 0 | 0 | 0
| WWTP (capacity up to 0.8 mln therms/ year ~ 2.192 therms per day) |  | Exist. WWTP | therms/day | 2191.7808 | 2191.7808 | 2191.7808 | 2191.7808 | 2191.7808 | 2191.7808 | 2191.7808 | 2191.7808 | 2191.7808 | 2191.7808 | 2191.7808 | 2191.7808 | 2191.7808 | 2191.7808 | 2191.7808 | 2191.7808 | 2191.7808 | 2191.7808 | 2191.7808 | 2191.7808 | 2191.7808 | 2191.7808 | 2191.7808 | 2191.7808 | 2191.7808 | 2191.7808 | 2191.7808 | 2191.7808 | 2191.7808
|  |  |  | Total: | 79982.7808 | 80860.2645 | 80981.9996 | 81366.3977 | 81728.3293 | 82057.4097 | 82428.1859 | 82835.9716 | 83255.9068 | 83660.054 | 84102.5399 | 84585.7251 | 85110.9531 | 85629.2495 | 86124.0593 | 86658.3408 | 87195.5001 | 87813.1535 | 88339.0124 | 88929.7776 | 89583.6983 | 90161.4515 | 90727.9617 | 91428.4895 | 91428.4895 | 91428.4895 | 91428.4895 | 91428.4895 | 91428.4895
[5 empty] | 2022 | 2023 | 2024 | 2025 | 2026 | 2027 | 2028 | 2029 | 2030 | 2031 | 2032 | 2033 | 2034 | 2035 | 2036 | 2037 | 2038 | 2039 | 2040 | 2041 | 2042 | 2043 | 2044 | 2045 | 2046 | 2047 | 2048 | 2049 | 2050
|  |  | Demand: | therms/day | 79982.3691 | 80860.2645 | 80981.9996 | 81366.3977 | 81728.3293 | 82057.4097 | 82428.1859 | 82835.9716 | 83255.9068 | 83660.054 | 84102.5399 | 84585.7251 | 85110.9531 | 85629.2495 | 86124.0593 | 86658.3408 | 87195.5001 | 87813.1535 | 88339.0124 | 88929.7776 | 89583.6983 | 90161.4515 | 90727.9617 | 91428.4895 | 91428.4895 | 91428.4895 | 91428.4895 | 91428.4895 | 91428.4895
|  |  | Unmet Demand/ Excess Supply (+/-) | therms/day | -0.41168 | 0 | 0 | 0 | 0 | 0 | 0 | 0 | 0 | 0 | 0 | 0 | 0 | 0 | 0 | 0 | 0 | 0 | 0 | 0 | 0 | 0 | 0 | 0 | 0 | 0 | 0 | 0 | 0
New Incremental Capacity Additions by Year (therm)
[5 empty] | % Demand | 30%
[5 empty] | ISO Expansions (therms/day): |  |  |  | LFG, New WWTP, And BioCrop (therms/day): |  |  | CDW (therms/day) |  |  | Hydrogen (therms/day)
[5 empty] | sequential: | Year | Capac. Add. |  | Year | Capac. Add. |  | Year | Capac. Add. |  | Year | $/MWh | Cost est
[5 empty] | Expansion 1 | 2035 | 0 |  | 2025 | 2157.4701 |  | 2040 | 15616.4384 |  | 2040 | 89.4 | Reference
[5 empty] | Expansion 2 | 2040 | 0 |  | 2030 | 3235.7296 |  | n/a | 0 |  | Capac. Add.
[5 empty] | Expansion 3 | 2045 | 0 |  | 2035 | 4168.3048 |  | n/a | 0 |  | #N/A | Please select power price $/MWh applicable to respective year from the drop-down menu above
[5 empty] | Expansion 4 | 2050 | 0 |  |  |  |  | n/a | 0
[5 empty] | Expansion 5 | n/a | 0 |  |  |  |  | n/a | 0
|  |  |  | Supply Profile: | 2022 | 2023 | 2024 | 2025 | 2026 | 2027 | 2028 | 2029 | 2030 | 2031 | 2032 | 2033 | 2034 | 2035 | 2036 | 2037 | 2038 | 2039 | 2040 | 2041 | 2042 | 2043 | 2044 | 2045 | 2046 | 2047 | 2048 | 2049 | 2050 | n/a
|  |  | WWTP Expansion | therms/day | 0 | 0 | 0 | 0 | 0 | 0 | 0 | 0 | 0 | 0 | 0 | 0 | 0 | 0 | 0 | 0 | 0 | 0 | 0 | 0 | 0 | 0 | 0 | 0 | 0 | 0 | 0 | 0 | 0
|  |  | BioCrop | therms/day | 0 | 0 | 0 | 0 | 0 | 0 | 0 | 0 | 0 | 0 | 0 | 0 | 0 | 0 | 0 | 0 | 0 | 0 | 0 | 0 | 0 | 0 | 0 | 0 | 0 | 0 | 0 | 0 | 0
|  |  | LFG, WWTP, AgCrop (3) | therms/day | 0 | 0 | 0 | 0 | 0 | 0 | 0 | 0 | 0 | 0 | 0 | 0 | 0 | 0 | 0 | 0 | 0 | 0 | 0 | 0 | 0 | 0 | 0 | 0 | 0 | 0 | 0 | 0 | 0
|  |  | CDW Exp. 1 | therms/day | 0 | 0 | 0 | 0 | 0 | 0 | 0 | 0 | 0 | 0 | 0 | 0 | 0 | 0 | 0 | 0 | 0 | 0 | 0 | 0 | 0 | 0 | 0 | 0 | 0 | 0 | 0 | 0 | 0
|  |  | CDW Exp. 2 | therms/day | 0 | 0 | 0 | 0 | 0 | 0 | 0 | 0 | 0 | 0 | 0 | 0 | 0 | 0 | 0 | 0 | 0 | 0 | 0 | 0 | 0 | 0 | 0 | 0 | 0 | 0 | 0 | 0 | 0
|  |  | CDW Exp. 3 | therms/day | 0 | 0 | 0 | 0 | 0 | 0 | 0 | 0 | 0 | 0 | 0 | 0 | 0 | 0 | 0 | 0 | 0 | 0 | 0 | 0 | 0 | 0 | 0 | 0 | 0 | 0 | 0 | 0 | 0
|  |  | CDW Exp. 4 | therms/day | 0 | 0 | 0 | 0 | 0 | 0 | 0 | 0 | 0 | 0 | 0 | 0 | 0 | 0 | 0 | 0 | 0 | 0 | 0 | 0 | 0 | 0 | 0 | 0 | 0 | 0 | 0 | 0 | 0
|  |  | CDW Exp. 5 | therms/day | 0 | 0 | 0 | 0 | 0 | 0 | 0 | 0 | 0 | 0 | 0 | 0 | 0 | 0 | 0 | 0 | 0 | 0 | 0 | 0 | 0 | 0 | 0 | 0 | 0 | 0 | 0 | 0 | 0
|  |  | LNG ISO Exp 1 | therms/day | 0 | 0 | 0 | 0 | 0 | 0 | 0 | 0 | 0 | 0 | 0 | 0 | 0 | 0 | 0 | 0 | 0 | 0 | 0 | 0 | 0 | 0 | 0 | 0 | 0 | 0 | 0 | 0 | 0
|  |  | LNG ISO Exp 2 | therms/day | 0 | 0 | 0 | 0 | 0 | 0 | 0 | 0 | 0 | 0 | 0 | 0 | 0 | 0 | 0 | 0 | 0 | 0 | 0 | 0 | 0 | 0 | 0 | 0 | 0 | 0 | 0 | 0 | 0
|  |  | LNG ISO Exp 3 | therms/day | 0 | 0 | 0 | 0 | 0 | 0 | 0 | 0 | 0 | 0 | 0 | 0 | 0 | 0 | 0 | 0 | 0 | 0 | 0 | 0 | 0 | 0 | 0 | 0 | 0 | 0 | 0 | 0 | 0
|  |  | LNG ISO Exp 4 | therms/day | 0 | 0 | 0 | 0 | 0 | 0 | 0 | 0 | 0 | 0 | 0 | 0 | 0 | 0 | 0 | 0 | 0 | 0 | 0 | 0 | 0 | 0 | 0 | 0 | 0 | 0 | 0 | 0 | 0
|  |  | LNG ISO Exp 5 | therms/day | 0 | 0 | 0 | 0 | 0 | 0 | 0 | 0 | 0 | 0 | 0 | 0 | 0 | 0 | 0 | 0 | 0 | 0 | 0 | 0 | 0 | 0 | 0 | 0 | 0 | 0 | 0 | 0 | 0
|  |  | Green Hydrogen | therms/day | 0 | 0 | 0 | 0 | 0 | 0 | 0 | 0 | 0 | 0 | 0 | 0 | 0 | 0 | 0 | 0 | 0 | 0 | -1.4552e-11 | 0 | 0 | 0 | -1.4552e-11 | 1.4552e-11 | 0 | 0 | 0 | 1.4552e-11 | 1.4552e-11
|  |  |  | Total: | 0 | 0 | 0 | 0 | 0 | 0 | 0 | 0 | 0 | 0 | 0 | 0 | 0 | 0 | 0 | 0 | 0 | 0 | -1.4552e-11 | 0 | 0 | 0 | -1.4552e-11 | 1.4552e-11 | 0 | 0 | 0 | 1.4552e-11 | 1.4552e-11
Incremental RNG Volume:
Cost & Emissions:
|  |  | Unmet Demand/ Excess Supply (+/-) | therms/day | 0.41168 | 0 | 0 | 0 | 0 | 0 | 0 | 0 | 0 | 0 | 0 | 0 | 0 | 0 | 0 | 0 | 0 | 0 | 0 | 0 | 0 | 0 | 0 | 0 | 0 | 0 | 0 | 0 | 0
|  |  |  | Unit Cost of Supply: | 2022 | 2023 | 2024 | 2025 | 2026 | 2027 | 2028 | 2029 | 2030 | 2031 | 2032 | 2033 | 2034 | 2035 | 2036 | 2037 | 2038 | 2039 | 2040 | 2041 | 2042 | 2043 | 2044 | 2045 | 2046 | 2047 | 2048 | 2049 | 2050
|  |  | SNG- Firm | $/therm | 2.9636 | 2.631 | 2.095 | 2.1187 | 2.1578 | 2.2162 | 2.2588 | 2.2905 | 2.3242 | 2.3706 | 2.4071 | 2.4317 | 2.4443 | 2.4665 | 2.5043 | 2.532 | 2.5641 | 2.5721 | 2.6191 | 2.6479 | 2.66 | 2.7044 | 2.7578 | 2.7724 | 2.8111 | 2.8095 | 2.8133 | 2.8228 | 2.8142
|  |  | SNG - Interruptible | $/therm | 2.4223 | 2.1593 | 1.7353 | 1.754 | 1.7849 | 1.8311 | 1.8649 | 1.8899 | 1.9165 | 1.9533 | 1.9821 | 2.0016 | 2.0116 | 2.0292 | 2.0591 | 2.081 | 2.1064 | 2.1127 | 2.1499 | 2.1726 | 2.1822 | 2.2173 | 2.2595 | 2.2711 | 2.3017 | 2.3005 | 2.3034 | 2.311 | 2.3042
|  |  | SNG Additional | $/therm | 0 | 0 | 0 | 0 | 0 | 0 | 0 | 0 | 0 | 0 | 0 | 0 | 0 | 0 | 0 | 0 | 0 | 0 | 0 | 0 | 0 | 0 | 0 | 0 | 0 | 0 | 0 | 0 | 0
|  |  | LNG ISO | $/therm | 0 | 2.9393 | 2.8051 | 2.787 | 2.7847 | 2.7948 | 2.8125 | 2.8248 | 2.8346 | 2.8433 | 2.8468 | 2.8539 | 2.8533 | 2.8531 | 2.8541 | 2.8559 | 2.8579 | 2.858 | 2.8617 | 2.8623 | 2.8599 | 2.8603 | 2.8539 | 2.8507 | 2.8495 | 2.8488 | 2.8514 | 2.8489 | 2.8482
|  |  | Propane Air | $/therm | 0 | 0 | 0 | 0 | 0 | 0 | 0 | 0 | 0 | 0 | 0 | 0 | 0 | 0 | 0 | 0 | 0 | 0 | 0 | 0 | 0 | 0 | 0 | 0 | 0 | 0 | 0 | 0 | 0
|  |  | Exist. WWTP | $/therm | 2.5308 | 2.5308 | 2.5308 | 2.5308 | 2.5308 | 2.5308 | 2.5308 | 2.5308 | 2.5308 | 2.5308 | 2.5308 | 2.5308 | 2.5308 | 2.5308 | 2.5308 | 2.5308 | 2.5308 | 2.5308 | 2.5308 | 2.5308 | 2.5308 | 2.5308 | 2.5308 | 2.5308 | 2.5308 | 2.5308 | 2.5308 | 2.5308 | 2.5308
|  |  | WWTP Expansion | $/therm | 0 | 0 | 0 | 0 | 0 | 0 | 0 | 0 | 0 | 0 | 0 | 0 | 0 | 0 | 0 | 0 | 0 | 0 | 0 | 0 | 0 | 0 | 0 | 0 | 0 | 0 | 0 | 0 | 0
|  |  | BioCrop | $/therm | 0 | 0 | 0 | 0 | 0 | 0 | 0 | 0 | 0 | 0 | 0 | 0 | 0 | 0 | 0 | 0 | 0 | 0 | 0 | 0 | 0 | 0 | 0 | 0 | 0 | 0 | 0 | 0 | 0
|  |  | LFG, WWTP, AgCrop (3) | $/therm | 0 | 0 | 0 | 0 | 0 | 0 | 0 | 0 | 0 | 0 | 0 | 0 | 0 | 0 | 0 | 0 | 0 | 0 | 0 | 0 | 0 | 0 | 0 | 0 | 0 | 0 | 0 | 0 | 0
|  |  | CDW Exp. 1 | $/therm | 0 | 0 | 0 | 0 | 0 | 0 | 0 | 0 | 0 | 0 | 0 | 0 | 0 | 0 | 0 | 0 | 0 | 0 | 0 | 0 | 0 | 0 | 0 | 0 | 0 | 0 | 0 | 0 | 0
|  |  | CDW Exp. 2 | $/therm | 0 | 0 | 0 | 0 | 0 | 0 | 0 | 0 | 0 | 0 | 0 | 0 | 0 | 0 | 0 | 0 | 0 | 0 | 0 | 0 | 0 | 0 | 0 | 0 | 0 | 0 | 0 | 0 | 0
|  |  | CDW Exp. 3 | $/therm | 0 | 0 | 0 | 0 | 0 | 0 | 0 | 0 | 0 | 0 | 0 | 0 | 0 | 0 | 0 | 0 | 0 | 0 | 0 | 0 | 0 | 0 | 0 | 0 | 0 | 0 | 0 | 0 | 0
|  |  | CDW Exp. 4 | $/therm | 0 | 0 | 0 | 0 | 0 | 0 | 0 | 0 | 0 | 0 | 0 | 0 | 0 | 0 | 0 | 0 | 0 | 0 | 0 | 0 | 0 | 0 | 0 | 0 | 0 | 0 | 0 | 0 | 0
|  |  | CDW Exp. 5 | $/therm | 0 | 0 | 0 | 0 | 0 | 0 | 0 | 0 | 0 | 0 | 0 | 0 | 0 | 0 | 0 | 0 | 0 | 0 | 0 | 0 | 0 | 0 | 0 | 0 | 0 | 0 | 0 | 0 | 0
|  |  | LNG ISO Exp 1 | $/therm | 0 | 0 | 0 | 0 | 0 | 0 | 0 | 0 | 0 | 0 | 0 | 0 | 0 | 0 | 0 | 0 | 0 | 0 | 0 | 0 | 0 | 0 | 0 | 0 | 0 | 0 | 0 | 0 | 0
|  |  | LNG ISO Exp 2 | $/therm | 0 | 0 | 0 | 0 | 0 | 0 | 0 | 0 | 0 | 0 | 0 | 0 | 0 | 0 | 0 | 0 | 0 | 0 | 0 | 0 | 0 | 0 | 0 | 0 | 0 | 0 | 0 | 0 | 0
|  |  | LNG ISO Exp 3 | $/therm | 0 | 0 | 0 | 0 | 0 | 0 | 0 | 0 | 0 | 0 | 0 | 0 | 0 | 0 | 0 | 0 | 0 | 0 | 0 | 0 | 0 | 0 | 0 | 0 | 0 | 0 | 0 | 0 | 0
|  |  | LNG ISO Exp 4 | $/therm | 0 | 0 | 0 | 0 | 0 | 0 | 0 | 0 | 0 | 0 | 0 | 0 | 0 | 0 | 0 | 0 | 0 | 0 | 0 | 0 | 0 | 0 | 0 | 0 | 0 | 0 | 0 | 0 | 0
|  |  | LNG ISO Exp 5 | $/therm | 0 | 0 | 0 | 0 | 0 | 0 | 0 | 0 | 0 | 0 | 0 | 0 | 0 | 0 | 0 | 0 | 0 | 0 | 0 | 0 | 0 | 0 | 0 | 0 | 0 | 0 | 0 | 0 | 0
|  |  | Green Hydrogen | $/therm | 0 | 0 | 0 | 0 | 0 | 0 | 0 | 0 | 0 | 0 | 0 | 0 | 0 | 0 | 0 | 0 | 0 | 0 | 0 | 0 | 0 | 0 | 0 | 0 | 0 | 0 | 0 | 0 | 0
|  |  |  | Weighted Average | 2.8664 | 2.5688 | 2.1122 | 2.1883 | 2.2177 | 2.2641 | 2.2999 | 2.3262 | 2.3537 | 2.3911 | 2.4198 | 2.4401 | 2.4497 | 2.467 | 2.4967 | 2.5187 | 2.5443 | 2.5507 | 2.5884 | 2.6114 | 2.6208 | 2.6563 | 2.6979 | 2.7095 | 2.74 | 2.7387 | 2.742 | 2.7492 | 2.7423
|  |  |  | Cost of Supply: | 2022 | 2023 | 2024 | 2025 | 2026 | 2027 | 2028 | 2029 | 2030 | 2031 | 2032 | 2033 | 2034 | 2035 | 2036 | 2037 | 2038 | 2039 | 2040 | 2041 | 2042 | 2043 | 2044 | 2045 | 2046 | 2047 | 2048 | 2049 | 2050
|  |  | SNG- Firm | $ thousand | 70510.4463 | 60198.6067 | 45258.1012 | 40652.9063 | 41688.3647 | 43082.5198 | 44218.0185 | 45179.1765 | 46198.7417 | 47472.2073 | 48590.7554 | 49517.0542 | 50241.4035 | 51165.2387 | 52401.7367 | 53474.6051 | 54655.3486 | 55406.4682 | 56921.1283 | 58116.6509 | 59017.7108 | 60572.4818 | 62339.0642 | 63378.0174 | 64263.1204 | 64227.0344 | 64312.5972 | 64530.3923 | 64334.5144
|  |  | SNG - Interruptible | $ thousand | 11145.6255 | 9838.3857 | 7983.7546 | 8069.8036 | 8212.1375 | 8424.622 | 8579.9735 | 8695.2875 | 8817.6831 | 8986.8199 | 9119.456 | 9209.1396 | 9254.8519 | 9335.8094 | 9473.397 | 9574.1217 | 9690.9633 | 9720.2026 | 9891.1782 | 9995.7709 | 10039.9072 | 10201.3961 | 10395.7908 | 10448.9348 | 10589.8466 | 10584.1015 | 10597.7235 | 10632.3973 | 10601.2128
|  |  | SNG Additional | $ thousand | 0 | 0 | 0 | 0 | 0 | 0 | 0 | 0 | 0 | 0 | 0 | 0 | 0 | 0 | 0 | 0 | 0 | 0 | 0 | 0 | 0 | 0 | 0 | 0 | 0 | 0 | 0 | 0 | 0
|  |  | LNG ISO | $ thousand | 0 | 3754.8944 | 7166.9802 | 14241.7724 | 14229.743 | 14281.3602 | 14372.1083 | 14434.5822 | 14484.9027 | 14529.5145 | 14547.2892 | 14583.5349 | 14580.5186 | 14579.3597 | 14584.5994 | 14593.7435 | 14603.7376 | 14604.3279 | 14623.1481 | 14626.3566 | 14614.2944 | 14616.1697 | 14583.1957 | 14566.9747 | 14560.8946 | 14557.607 | 14570.4567 | 14557.9944 | 14554.1626
|  |  | Propane Air | $ thousand | 0 | 0 | 0 | 0 | 0 | 0 | 0 | 0 | 0 | 0 | 0 | 0 | 0 | 0 | 0 | 0 | 0 | 0 | 0 | 0 | 0 | 0 | 0 | 0 | 0 | 0 | 0 | 0 | 0
|  |  | Exist. WWTP | $ thousand | 2024.6611 | 2024.6611 | 2024.6611 | 2024.6611 | 2024.6611 | 2024.6611 | 2024.6611 | 2024.6611 | 2024.6611 | 2024.6611 | 2024.6611 | 2024.6611 | 2024.6611 | 2024.6611 | 2024.6611 | 2024.6611 | 2024.6611 | 2024.6611 | 2024.6611 | 2024.6611 | 2024.6611 | 2024.6611 | 2024.6611 | 2024.6611 | 2024.6611 | 2024.6611 | 2024.6611 | 2024.6611 | 2024.6611
|  |  | WWTP Expansion | $ thousand | 0 | 0 | 0 | 0 | 0 | 0 | 0 | 0 | 0 | 0 | 0 | 0 | 0 | 0 | 0 | 0 | 0 | 0 | 0 | 0 | 0 | 0 | 0 | 0 | 0 | 0 | 0 | 0 | 0
|  |  | BioCrop | $ thousand | 0 | 0 | 0 | 0 | 0 | 0 | 0 | 0 | 0 | 0 | 0 | 0 | 0 | 0 | 0 | 0 | 0 | 0 | 0 | 0 | 0 | 0 | 0 | 0 | 0 | 0 | 0 | 0 | 0
|  |  | LFG, WWTP, AgCrop (3) | $ thousand | 0 | 0 | 0 | 0 | 0 | 0 | 0 | 0 | 0 | 0 | 0 | 0 | 0 | 0 | 0 | 0 | 0 | 0 | 0 | 0 | 0 | 0 | 0 | 0 | 0 | 0 | 0 | 0 | 0
|  |  | CDW Exp. 1 | $ thousand | 0 | 0 | 0 | 0 | 0 | 0 | 0 | 0 | 0 | 0 | 0 | 0 | 0 | 0 | 0 | 0 | 0 | 0 | 0 | 0 | 0 | 0 | 0 | 0 | 0 | 0 | 0 | 0 | 0
|  |  | CDW Exp. 2 | $ thousand | 0 | 0 | 0 | 0 | 0 | 0 | 0 | 0 | 0 | 0 | 0 | 0 | 0 | 0 | 0 | 0 | 0 | 0 | 0 | 0 | 0 | 0 | 0 | 0 | 0 | 0 | 0 | 0 | 0
|  |  | CDW Exp. 3 | $ thousand | 0 | 0 | 0 | 0 | 0 | 0 | 0 | 0 | 0 | 0 | 0 | 0 | 0 | 0 | 0 | 0 | 0 | 0 | 0 | 0 | 0 | 0 | 0 | 0 | 0 | 0 | 0 | 0 | 0
|  |  | CDW Exp. 4 | $ thousand | 0 | 0 | 0 | 0 | 0 | 0 | 0 | 0 | 0 | 0 | 0 | 0 | 0 | 0 | 0 | 0 | 0 | 0 | 0 | 0 | 0 | 0 | 0 | 0 | 0 | 0 | 0 | 0 | 0
|  |  | CDW Exp. 5 | $ thousand | 0 | 0 | 0 | 0 | 0 | 0 | 0 | 0 | 0 | 0 | 0 | 0 | 0 | 0 | 0 | 0 | 0 | 0 | 0 | 0 | 0 | 0 | 0 | 0 | 0 | 0 | 0 | 0 | 0
|  |  | LNG ISO Exp 1 | $ thousand | 0 | 0 | 0 | 0 | 0 | 0 | 0 | 0 | 0 | 0 | 0 | 0 | 0 | 0 | 0 | 0 | 0 | 0 | 0 | 0 | 0 | 0 | 0 | 0 | 0 | 0 | 0 | 0 | 0
|  |  | LNG ISO Exp 2 | $ thousand | 0 | 0 | 0 | 0 | 0 | 0 | 0 | 0 | 0 | 0 | 0 | 0 | 0 | 0 | 0 | 0 | 0 | 0 | 0 | 0 | 0 | 0 | 0 | 0 | 0 | 0 | 0 | 0 | 0
|  |  | LNG ISO Exp 3 | $ thousand | 0 | 0 | 0 | 0 | 0 | 0 | 0 | 0 | 0 | 0 | 0 | 0 | 0 | 0 | 0 | 0 | 0 | 0 | 0 | 0 | 0 | 0 | 0 | 0 | 0 | 0 | 0 | 0 | 0
|  |  | LNG ISO Exp 4 | $ thousand | 0 | 0 | 0 | 0 | 0 | 0 | 0 | 0 | 0 | 0 | 0 | 0 | 0 | 0 | 0 | 0 | 0 | 0 | 0 | 0 | 0 | 0 | 0 | 0 | 0 | 0 | 0 | 0 | 0
|  |  | LNG ISO Exp 5 | $ thousand | 0 | 0 | 0 | 0 | 0 | 0 | 0 | 0 | 0 | 0 | 0 | 0 | 0 | 0 | 0 | 0 | 0 | 0 | 0 | 0 | 0 | 0 | 0 | 0 | 0 | 0 | 0 | 0 | 0
|  |  | Green Hydrogen | $ thousand | 0 | 0 | 0 | 0 | 0 | 0 | 0 | 0 | 0 | 0 | 0 | 0 | 0 | 0 | 0 | 0 | 0 | 0 | 0 | 0 | 0 | 0 | 0 | 0 | 0 | 0 | 0 | 0 | 0
|  |  |  | Sum | 83680.7329 | 75816.548 | 62433.4971 | 64989.1434 | 66154.9063 | 67813.1631 | 69194.7615 | 70333.7074 | 71525.9886 | 73013.2028 | 74282.1618 | 75334.3897 | 76101.4351 | 77105.069 | 78484.3942 | 79667.1315 | 80974.7106 | 81755.6597 | 83460.1157 | 84763.4395 | 85696.5735 | 87414.7088 | 89342.7118 | 90418.5881 | 91438.5226 | 91393.4041 | 91505.4385 | 91745.4451 | 91514.5509
|  |  |  | Emissions Total: | 2022 | 2023 | 2024 | 2025 | 2026 | 2027 | 2028 | 2029 | 2030 | 2031 | 2032 | 2033 | 2034 | 2035 | 2036 | 2037 | 2038 | 2039 | 2040 | 2041 | 2042 | 2043 | 2044 | 2045 | 2046 | 2047 | 2048 | 2049 | 2050
|  |  | SNG -Firm | tonne CO2e | 157791.9306 | 151741.4051 | 143268.3889 | 127254.1434 | 128130.2634 | 128926.8615 | 129824.3914 | 130811.5094 | 131828.0377 | 132806.348 | 133877.4641 | 135047.1003 | 136318.5084 | 137573.1374 | 138770.9128 | 140064.2365 | 141364.5266 | 142859.6669 | 144132.6021 | 145562.6548 | 147145.5866 | 148544.1413 | 149915.4804 | 151611.2331 | 151611.2331 | 151611.2331 | 151611.2331 | 151611.2331 | 151611.2331
|  |  | SNG - Interruptible | tonne CO2e | 30515.0737 | 30217.3302 | 30512.653 | 30512.653 | 30512.653 | 30512.653 | 30512.653 | 30512.653 | 30512.653 | 30512.653 | 30512.653 | 30512.653 | 30512.653 | 30512.653 | 30512.653 | 30512.653 | 30512.653 | 30512.653 | 30512.653 | 30512.653 | 30512.653 | 30512.653 | 30512.653 | 30512.653 | 30512.653 | 30512.653 | 30512.653 | 30512.653 | 30512.653
|  |  | SNG Additional | tonne CO2e | 0 | 0 | 0 | 0 | 0 | 0 | 0 | 0 | 0 | 0 | 0 | 0 | 0 | 0 | 0 | 0 | 0 | 0 | 0 | 0 | 0 | 0 | 0 | 0 | 0 | 0 | 0 | 0 | 0
|  |  | LNG - ISO | tonne CO2e | 0 | 9327.4107 | 18654.8215 | 37309.643 | 37309.643 | 37309.643 | 37309.643 | 37309.643 | 37309.643 | 37309.643 | 37309.643 | 37309.643 | 37309.643 | 37309.643 | 37309.643 | 37309.643 | 37309.643 | 37309.643 | 37309.643 | 37309.643 | 37309.643 | 37309.643 | 37309.643 | 37309.643 | 37309.643 | 37309.643 | 37309.643 | 37309.643 | 37309.643
|  |  | Propane Air | tonne CO2e | 0 | 0 | 0 | 0 | 0 | 0 | 0 | 0 | 0 | 0 | 0 | 0 | 0 | 0 | 0 | 0 | 0 | 0 | 0 | 0 | 0 | 0 | 0 | 0 | 0 | 0 | 0 | 0 | 0
|  |  | Exist. WWTP | tonne CO2e | -960.56 | -960.56 | -960.56 | -960.56 | -960.56 | -960.56 | -960.56 | -960.56 | -960.56 | -960.56 | -960.56 | -960.56 | -960.56 | -960.56 | -960.56 | -960.56 | -960.56 | -960.56 | -960.56 | -960.56 | -960.56 | -960.56 | -960.56 | -960.56 | -960.56 | -960.56 | -960.56 | -960.56 | -960.56
|  |  | WWTP Expansion | tonne CO2e | 0 | 0 | 0 | 0 | 0 | 0 | 0 | 0 | 0 | 0 | 0 | 0 | 0 | 0 | 0 | 0 | 0 | 0 | 0 | 0 | 0 | 0 | 0 | 0 | 0 | 0 | 0 | 0 | 0
|  |  | BioCrop | tonne CO2e | 0 | 0 | 0 | 0 | 0 | 0 | 0 | 0 | 0 | 0 | 0 | 0 | 0 | 0 | 0 | 0 | 0 | 0 | 0 | 0 | 0 | 0 | 0 | 0 | 0 | 0 | 0 | 0 | 0
|  |  | LFG, WWTP, AgCrop (3) | tonne CO2e | 0 | 0 | 0 | 0 | 0 | 0 | 0 | 0 | 0 | 0 | 0 | 0 | 0 | 0 | 0 | 0 | 0 | 0 | 0 | 0 | 0 | 0 | 0 | 0 | 0 | 0 | 0 | 0 | 0
|  |  | CDW Exp. 1 | tonne CO2e | 0 | 0 | 0 | 0 | 0 | 0 | 0 | 0 | 0 | 0 | 0 | 0 | 0 | 0 | 0 | 0 | 0 | 0 | 0 | 0 | 0 | 0 | 0 | 0 | 0 | 0 | 0 | 0 | 0
|  |  | CDW Exp. 2 | tonne CO2e | 0 | 0 | 0 | 0 | 0 | 0 | 0 | 0 | 0 | 0 | 0 | 0 | 0 | 0 | 0 | 0 | 0 | 0 | 0 | 0 | 0 | 0 | 0 | 0 | 0 | 0 | 0 | 0 | 0
|  |  | CDW Exp. 3 | tonne CO2e | 0 | 0 | 0 | 0 | 0 | 0 | 0 | 0 | 0 | 0 | 0 | 0 | 0 | 0 | 0 | 0 | 0 | 0 | 0 | 0 | 0 | 0 | 0 | 0 | 0 | 0 | 0 | 0 | 0
|  |  | CDW Exp. 4 | tonne CO2e | 0 | 0 | 0 | 0 | 0 | 0 | 0 | 0 | 0 | 0 | 0 | 0 | 0 | 0 | 0 | 0 | 0 | 0 | 0 | 0 | 0 | 0 | 0 | 0 | 0 | 0 | 0 | 0 | 0
|  |  | CDW Exp. 5 | tonne CO2e | 0 | 0 | 0 | 0 | 0 | 0 | 0 | 0 | 0 | 0 | 0 | 0 | 0 | 0 | 0 | 0 | 0 | 0 | 0 | 0 | 0 | 0 | 0 | 0 | 0 | 0 | 0 | 0 | 0
|  |  | LNG ISO Exp 1 | tonne CO2e | 0 | 0 | 0 | 0 | 0 | 0 | 0 | 0 | 0 | 0 | 0 | 0 | 0 | 0 | 0 | 0 | 0 | 0 | 0 | 0 | 0 | 0 | 0 | 0 | 0 | 0 | 0 | 0 | 0
|  |  | LNG ISO Exp 2 | tonne CO2e | 0 | 0 | 0 | 0 | 0 | 0 | 0 | 0 | 0 | 0 | 0 | 0 | 0 | 0 | 0 | 0 | 0 | 0 | 0 | 0 | 0 | 0 | 0 | 0 | 0 | 0 | 0 | 0 | 0
|  |  | LNG ISO Exp 3 | tonne CO2e | 0 | 0 | 0 | 0 | 0 | 0 | 0 | 0 | 0 | 0 | 0 | 0 | 0 | 0 | 0 | 0 | 0 | 0 | 0 | 0 | 0 | 0 | 0 | 0 | 0 | 0 | 0 | 0 | 0
|  |  | LNG ISO Exp 4 | tonne CO2e | 0 | 0 | 0 | 0 | 0 | 0 | 0 | 0 | 0 | 0 | 0 | 0 | 0 | 0 | 0 | 0 | 0 | 0 | 0 | 0 | 0 | 0 | 0 | 0 | 0 | 0 | 0 | 0 | 0
|  |  | LNG ISO Exp 5 | tonne CO2e | 0 | 0 | 0 | 0 | 0 | 0 | 0 | 0 | 0 | 0 | 0 | 0 | 0 | 0 | 0 | 0 | 0 | 0 | 0 | 0 | 0 | 0 | 0 | 0 | 0 | 0 | 0 | 0 | 0
|  |  | Green Hydrogen | tonne CO2e | 0 | 0 | 0 | 0 | 0 | 0 | 0 | 0 | 0 | 0 | 0 | 0 | 0 | 0 | 0 | 0 | 0 | 0 | 0 | 0 | 0 | 0 | 0 | 0 | 0 | 0 | 0 | 0 | 0
|  |  |  | Total: | 187346.4443 | 190325.586 | 191475.3034 | 194115.8794 | 194991.9994 | 195788.5975 | 196686.1274 | 197673.2454 | 198689.7737 | 199668.084 | 200739.2001 | 201908.8363 | 203180.2444 | 204434.8734 | 205632.6487 | 206925.9725 | 208226.2626 | 209721.4029 | 210994.3381 | 212424.3908 | 214007.3226 | 215405.8773 | 216777.2164 | 218472.9691 | 218472.9691 | 218472.9691 | 218472.9691 | 218472.9691 | 218472.9691
|  |  | Emissions Reductions | tonne CO2e | 2035: 0; 2036: 0; 2037: 0; 2038: 0; 2039: 0; 2040: 0; 2041: 0; 2042: 0; 2043: 0; 2044: 0; 2045: 0
|  |  | Carbon Offsets | tonne CO2e | 2040: 229746.6994; 2041: 231330.3025; 2042: 233083.2; 2043: 234631.9232; 2044: 236150.5085; 2045: 238028.3409
|  |  | Carbon Offset Price |  | 2035: 0; 2036: 0; 2037: 0; 2038: 0; 2039: 0; 2040: 0; 2041: 0; 2042: 0; 2043: 0; 2044: 0; 2045: 0
|  |  | Carbon Offset Costs | $ thousand | 2035: 0; 2036: 0; 2037: 0; 2038: 0; 2039: 0; 2040: 0; 2041: 0; 2042: 0; 2043: 0; 2044: 0; 2045: 0
|  |  | Percentage of Fossil Fuel |  | 97.26% | 97.29% | 97.29% | 97.31% | 97.32% | 97.33% | 97.34% | 97.35% | 97.37% | 97.38% | 97.39% | 97.41% | 97.42% | 97.44% | 97.46% | 97.47% | 97.49% | 97.5% | 97.52% | 97.54% | 97.55% | 97.57% | 97.58% | 97.6% | 97.6% | 97.6% | 97.6% | 97.6% | 97.6%
|  |  | Percentage of RNG/Green Hydrogen |  | 2.74% | 2.711% | 2.707% | 2.694% | 2.682% | 2.671% | 2.659% | 2.646% | 2.633% | 2.62% | 2.606% | 2.591% | 2.575% | 2.56% | 2.545% | 2.529% | 2.514% | 2.496% | 2.481% | 2.465% | 2.447% | 2.431% | 2.416% | 2.397% | 2.397% | 2.397% | 2.397% | 2.397% | 2.397%
Summary Bill Impacts
[5 empty] | 2022 | 2023 | 2024 | 2025 | 2026 | 2027 | 2028 | 2029 | 2030 | 2031 | 2032 | 2033 | 2034 | 2035 | 2036 | 2037 | 2038 | 2039 | 2040 | 2041 | 2042 | 2043 | 2044 | 2045
|  |  | Rate 20 - - Residential |  | 72.4939 | 69.7353 | 65.5442 | 66.5782 | 67.0802 | 67.7411 | 68.4115 | 68.9644 | 69.5167 | 70.1668 | 70.7075 | 71.1394 | 71.4399 | 71.8138 | 72.3155 | 72.7174 | 73.1479 | 73.3486 | 73.8938 | 74.2593 | 74.4597 | 74.9456 | 75.4925 | 75.6819
|  |  | Rate 30 - - Multi Family |  | 2046.3717 | 1925.8854 | 1736.5453 | 1774.3441 | 1789.9184 | 1813.1183 | 1835.7189 | 1853.5754 | 1871.5504 | 1893.6935 | 1911.4513 | 1924.8544 | 1932.9487 | 1944.2086 | 1960.8682 | 1973.5514 | 1987.536 | 1992.2198 | 2011.1538 | 2022.8428 | 2027.8815 | 2044.7339 | 2064.184 | 2069.1671
|  |  | Rate 50 - - Commercial |  | 2151.7717 | 2025.0023 | 1825.706 | 1865.3948 | 1881.7125 | 1906.0639 | 1929.7708 | 1948.4909 | 1967.3378 | 1990.5696 | 2009.1922 | 2023.2377 | 2031.7027 | 2043.4985 | 2060.974 | 2074.2705 | 2088.9371 | 2093.8264 | 2113.7007 | 2125.9593 | 2131.2271 | 2148.9181 | 2169.3418 | 2174.557
|  |  | Revenue Requirement (Non-Fuel) |  | 2022 | 2023 | 2024 | 2025 | 2026 | 2027 | 2028 | 2029 | 2030 | 2031 | 2032 | 2033 | 2034 | 2035 | 2036 | 2037 | 2038 | 2039 | 2040 | 2041 | 2042 | 2043 | 2044 | 2045
|  |  | Oahu System |  | 40635163.3089 | 41155551.3374 | 41905849.8202 | 42454641.0952 | 42935749.6786 | 43308436.6137 | 43807713.6693 | 44303946.9951 | 44792514.5064 | 45268026.4538 | 45740402.1909 | 46210692.3608 | 46679244.7208 | 47136999.5428 | 47580478.3187 | 48021379.857 | 48453558.4328 | 48891254.8797 | 49303101.2203 | 49716862.2859 | 50133769.2115 | 50527865.7511 | 50910114.16 | 51308359.6892
|  |  | SNG Plant |  | 15704657.2617 | 16582488.1521 | 16941648.2774 | 16979529.6479 | 16980647.8356 | 17053566.2755 | 17305624.2041 | 17554995.1766 | 17798655.3518 | 18033203.5481 | 18265316.953 | 18495316.366 | 18723398.3246 | 18943580.8877 | 19153863.9706 | 19362012.6619 | 19563567.4795 | 19768094.9873 | 19954473.5104 | 20141982.9525 | 20330445.6912 | 20502790.6842 | 20667029.8619 | 20841041.4893
|  |  | Customer Defection Impact |  | 2022 | 2023 | 2024 | 2025 | 2026 | 2027 | 2028 | 2029 | 2030 | 2031 | 2032 | 2033 | 2034 | 2035 | 2036 | 2037 | 2038 | 2039 | 2040 | 2041 | 2042 | 2043 | 2044 | 2045
|  |  | Annual Residential Bill (Non-Fuel) |  | 510.093 | 514.3443 | 521.3742 | 524.2319 | 526.5663 | 528.6635 | 532.2218 | 535.549 | 538.7246 | 541.839 | 544.7178 | 547.3571 | 549.754 | 552.0709 | 554.3622 | 556.4226 | 558.3789 | 559.9757 | 561.7878 | 563.2921 | 564.507 | 565.8919 | 567.2282 | 568.0497
|  |  | If 5% Residential Customers Leave HG |  | 26.847 | 27.0708 | 27.4407 | 27.5912 | 27.714 | 27.8244 | 28.0117 | 28.1868 | 28.3539 | 28.5178 | 28.6694 | 28.8083 | 28.9344 | 29.0564 | 29.177 | 29.2854 | 29.3884 | 29.4724 | 29.5678 | 29.647 | 29.7109 | 29.7838 | 29.8541 | 29.8974
|  |  | If 10% Residential Customers Leave HG |  | 56.677 | 57.1494 | 57.9305 | 58.248 | 58.5074 | 58.7404 | 59.1358 | 59.5054 | 59.8583 | 60.2043 | 60.5242 | 60.8175 | 61.0838 | 61.3412 | 61.5958 | 61.8247 | 62.0421 | 62.2195 | 62.4209 | 62.588 | 62.723 | 62.8769 | 63.0254 | 63.1166
|  |  | If 20% Residential Customers Leave HG |  | 127.5232 | 128.5861 | 130.3435 | 131.058 | 131.6416 | 132.1659 | 133.0554 | 133.8872 | 134.6811 | 135.4598 | 136.1794 | 136.8393 | 137.4385 | 138.0177 | 138.5906 | 139.1057 | 139.5947 | 139.9939 | 140.447 | 140.823 | 141.1267 | 141.473 | 141.8071 | 142.0124
|  |  | If 30% Residential Customers Leave HG |  | 218.6113 | 220.4333 | 223.4461 | 224.6708 | 225.6713 | 226.5701 | 228.095 | 229.521 | 230.882 | 232.2167 | 233.4505 | 234.5816 | 235.6089 | 236.6018 | 237.5838 | 238.4668 | 239.3052 | 239.9896 | 240.7662 | 241.4109 | 241.9316 | 242.5251 | 243.0978 | 243.4499
|  |  | If 5% Residential Customers Leave HG |  | 5.263% | 5.263% | 5.263% | 5.263% | 5.263% | 5.263% | 5.263% | 5.263% | 5.263% | 5.263% | 5.263% | 5.263% | 5.263% | 5.263% | 5.263% | 5.263% | 5.263% | 5.263% | 5.263% | 5.263% | 5.263% | 5.263% | 5.263% | 5.263%
|  |  | If 10% Residential Customers Leave HG |  | 11.11% | 11.11% | 11.11% | 11.11% | 11.11% | 11.11% | 11.11% | 11.11% | 11.11% | 11.11% | 11.11% | 11.11% | 11.11% | 11.11% | 11.11% | 11.11% | 11.11% | 11.11% | 11.11% | 11.11% | 11.11% | 11.11% | 11.11% | 11.11%
|  |  | If 20% Residential Customers Leave HG |  | 25% | 25% | 25% | 25% | 25% | 25% | 25% | 25% | 25% | 25% | 25% | 25% | 25% | 25% | 25% | 25% | 25% | 25% | 25% | 25% | 25% | 25% | 25% | 25%
|  |  | If 30% Residential Customers Leave HG |  | 42.86% | 42.86% | 42.86% | 42.86% | 42.86% | 42.86% | 42.86% | 42.86% | 42.86% | 42.86% | 42.86% | 42.86% | 42.86% | 42.86% | 42.86% | 42.86% | 42.86% | 42.86% | 42.86% | 42.86% | 42.86% | 42.86% | 42.86% | 42.86%

## SNG Plant
| SNG Retirement Year | 2035 |  | 1 | 1 | 1 | 1 | 1 | 1 | 1 | 1 | 1 | 1 | 1 | 1 | 1 | 1 | 1 | 1 | 1 | 1 | 0 | 0 | 0 | 0 | 0 | 0 | 0 | 0 | 0 | 0 | 0
| Operating Expense (SNG Plant) | Metric |  | 2017 | 2018 | 2019 | 2020 | 2021 | 2022 | 2023 | 2024 | 2025 | 2026 | 2027 | 2028 | 2029 | 2030 | 2031 | 2032 | 2033 | 2034 | 2035 | 2036 | 2037 | 2038 | 2039 | 2040 | 2041 | 2042 | 2043 | 2044 | 2045
| Production Cost | $/Volume | 0.22143 | 7208141.3618 | 7451782.5952 | 7366446.9696 | 5384233.9821 | 6157453.9065 | 6464478.1726 | 6535727.6792 | 6545878.0556 | 6577271.4904 | 6606864.4309 | 6633818.3092 | 6664158.7681 | 6697507.8515 | 6731857.1982 | 6764949.742 | 6801160.9265 | 6840682.4816 | 6883623.9688 | 6926028.3085 | 6966558.5989 | 7010304.2846 | 7054309.0278 | 7104847.031 | 7147995.193 | 7196419.4794 | 7249979.8092 | 7297417.5622 | 7343981.5158 | 7401413.3008
| Natural Gas Storage, Terminaling and Processing Expenses | $/Volume | 0 | 0 | 0 | 0 | 0 | 0 | 0 | 0 | 0 | 0 | 0 | 0 | 0 | 0 | 0 | 0 | 0 | 0 | 0 | 0 | 0 | 0 | 0 | 0 | 0 | 0 | 0 | 0 | 0 | 0
| Distribution Expenses | $/Volume | 0 | 0 | 0 | 0 | 0 | 0 | 0 | 0 | 0 | 0 | 0 | 0 | 0 | 0 | 0 | 0 | 0 | 0 | 0 | 0 | 0 | 0 | 0 | 0 | 0 | 0 | 0 | 0 | 0 | 0
| Customer Accounts Expenses | $/Customer | 0 | 0 | 0 | 0 | 0 | 0 | 0 | 0 | 0 | 0 | 0 | 0 | 0 | 0 | 0 | 0 | 0 | 0 | 0 | 0 | 0 | 0 | 0 | 0 | 0 | 0 | 0 | 0 | 0 | 0
| Customer Service and Informational Expenses | $/Customer | 0 | 0 | 0 | 0 | 0 | 0 | 0 | 0 | 0 | 0 | 0 | 0 | 0 | 0 | 0 | 0 | 0 | 0 | 0 | 0 | 0 | 0 | 0 | 0 | 0 | 0 | 0 | 0 | 0 | 0
| Sales Expenses | $/Volume | 0 | 0 | 0 | 0 | 0 | 0 | 0 | 0 | 0 | 0 | 0 | 0 | 0 | 0 | 0 | 0 | 0 | 0 | 0 | 0 | 0 | 0 | 0 | 0 | 0 | 0 | 0 | 0 | 0 | 0
| Administrative and General Expenses | $/Volume | 0.11502 | 3744308.0541 | 3870868.8118 | 3826540.7591 | 2796869.4914 | 3198522.7672 | 3358008.1844 | 3395019.1264 | 3400291.7943 | 3416599.284 | 3431971.4972 | 3445972.8352 | 3461733.3508 | 3479056.7127 | 3496899.6668 | 3514089.7679 | 3532899.8637 | 3553429.5494 | 3575735.7374 | 3597762.9013 | 3618816.58 | 3641540.5133 | 3664399.0154 | 3690651.2548 | 3713064.8011 | 3738219.0589 | 3766041.2621 | 3790683.0598 | 3814870.9575 | 3844704.2092
| Depreciation |  |  | 1317704.0492 | 1323396.5489 | 1501028.2793 | 1536769.0048 | 1567011.2095 | 1583715.3854 | 1839472.1854 | 1973316.5118 | 2003754.9118 | 2024356.5118 | 2067972.5118 | 2164823.9371 | 2261675.3623 | 2358526.7876 | 2455378.2129 | 2552229.6382 | 2649081.0635 | 2745932.4887 | 2842783.914 | 2939635.3393 | 3036486.7646 | 3133338.1899 | 3230189.6151 | 3327041.0404 | 3423892.4657 | 3520743.891 | 3617595.3163 | 3714446.7415 | 3811298.1668
| Other Items | CAGR |  | 0 | 0 | 0 | 0 | 0 | 0 | 0 | 0 | 0 | 0 | 0 | 0 | 0 | 0 | 0 | 0 | 0 | 0 | 0 | 0 | 0 | 0 | 0 | 0 | 0 | 0 | 0 | 0 | 0
| Taxes Other than Income | CAGR |  | 2848065.6525 | 2905026.9655 | 2963127.5048 | 3022390.0549 | 3082837.856 | 3144494.6131 | 3207384.5054 | 3271532.1955 | 3336962.8394 | 3403702.0962 | 3471776.1381 | 3541211.6609 | 3612035.8941 | 3684276.612 | 3757962.1442 | 3833121.3871 | 3909783.8149 | 3987979.4912 | 4067739.081 | 4149093.8626 | 4232075.7399 | 4316717.2547 | 4403051.5997 | 4491112.6317 | 4580934.8844 | 4672553.5821 | 4766004.6537 | 4861324.7468 | 4958551.2417
| Income Tax | Tax Rate
|  | 25.75% |  | 242617.8103 | 221226.5069 | 281271.8915 | 270779.086 | 257025.2226 | 236298.1577 | 328634.4325 | 358478.8493 | 336836.8501 | 309973.3397 | 293647.5697 | 301770.8513 | 308123.4466 | 312705.3558 | 315516.5788 | 316557.1156 | 315826.9663 | 313326.1307 | 309054.609 | 303012.4011 | 295199.507 | 285615.9267 | 274261.6603 | 261136.7076 | 246241.0688 | 229574.7438 | 211137.7326 | 190930.0352 | 168951.6517
| Return on Rate Base |  |  | 942205.0884 | 859132.0658 | 1092318.0252 | 1051569.2662 | 998156.2044 | 917662.7484 | 1276250.2233 | 1392150.8709 | 1308104.2722 | 1203779.9599 | 1140378.9115 | 1171925.636 | 1196595.9093 | 1214389.7314 | 1225307.1022 | 1229348.0219 | 1226512.4904 | 1216800.5077 | 1200212.0738 | 1176747.1888 | 1146405.8525 | 1109188.065 | 1065093.8263 | 1014123.1364 | 956275.9954 | 891552.4031 | 819952.3597 | 741475.865 | 656122.9192
| Cost of Service |  |  | 16303042.0162 | 16631433.4942 | 17030733.4295 | 14062610.8855 | 15261007.1662 | 15704657.2617 | 16582488.1521 | 16941648.2774 | 16979529.6479 | 16980647.8356 | 17053566.2755 | 17305624.2041 | 17554995.1766 | 17798655.3518 | 18033203.5481 | 18265316.953 | 18495316.366 | 18723398.3246 | 18943580.8877 | 19153863.9706 | 19362012.6619 | 19563567.4795 | 19768094.9873 | 19954473.5104 | 20141982.9525 | 20330445.6912 | 20502790.6842 | 20667029.8619 | 20841041.4893
| Plant in Service |  |  | 2017 | 2018 | 2019 | 2020 | 2021 | 2022 | 2023 | 2024 | 2025 | 2026 | 2027 | 2028 | 2029 | 2030 | 2031 | 2032 | 2033 | 2034 | 2035 | 2036 | 2037 | 2038 | 2039 | 2040 | 2041 | 2042 | 2043 | 2044 | 2045
| Intangible Plant |  |  | 62869.098 | 62869.098 | 62869.098 | 62869.098 | 62869.098 | 62869.098 | 62869.098 | 62869.098 | 62869.098 | 62869.098 | 62869.098 | 62869.098 | 62869.098 | 62869.098 | 62869.098 | 62869.098 | 62869.098 | 62869.098 | 62869.098 | 62869.098 | 62869.098 | 62869.098 | 62869.098 | 62869.098 | 62869.098 | 62869.098 | 62869.098 | 62869.098 | 62869.098
| Production Plant |  |  | 31908722.665 | 32062076.6424 | 36847414.2081 | 37810257.0301 | 38624971.5946 | 39074976.333 | 45964976.333 | 49570696.333 | 50390696.333 | 50945696.333 | 52120696.333 | 54729840.333 | 57338984.333 | 59948128.333 | 62557272.333 | 65166416.333 | 67775560.333 | 70384704.333 | 72993848.333 | 75602992.333 | 78212136.333 | 80821280.333 | 83430424.333 | 86039568.333 | 88648712.333 | 91257856.333 | 93867000.333 | 96476144.333 | 99085288.333
| Storage Plant |  |  | 0 | 0 | 0 | 0 | 0 | 0 | 0 | 0 | 0 | 0 | 0 | 0 | 0 | 0 | 0 | 0 | 0 | 0 | 0 | 0 | 0 | 0 | 0 | 0 | 0 | 0 | 0 | 0 | 0
| Transmission Plant |  |  | 0 | 0 | 0 | 0 | 0 | 0 | 0 | 0 | 0 | 0 | 0 | 0 | 0 | 0 | 0 | 0 | 0 | 0 | 0 | 0 | 0 | 0 | 0 | 0 | 0 | 0 | 0 | 0 | 0
| Distribution Plant |  |  | 0 | 0 | 0 | 0 | 0 | 0 | 0 | 0 | 0 | 0 | 0 | 0 | 0 | 0 | 0 | 0 | 0 | 0 | 0 | 0 | 0 | 0 | 0 | 0 | 0 | 0 | 0 | 0 | 0
| General Plant |  |  | 2273929.4179 | 2273929.4179 | 2273929.4179 | 2273929.4179 | 2273929.4179 | 2273929.4179 | 2273929.4179 | 2273929.4179 | 2273929.4179 | 2273929.4179 | 2273929.4179 | 2273929.4179 | 2273929.4179 | 2273929.4179 | 2273929.4179 | 2273929.4179 | 2273929.4179 | 2273929.4179 | 2273929.4179 | 2273929.4179 | 2273929.4179 | 2273929.4179 | 2273929.4179 | 2273929.4179 | 2273929.4179 | 2273929.4179 | 2273929.4179 | 2273929.4179 | 2273929.4179
| Total |  |  | 34245521.1809 | 34398875.1584 | 39184212.724 | 40147055.5461 | 40961770.1105 | 41411774.849 | 48301774.849 | 51907494.849 | 52727494.849 | 53282494.849 | 54457494.849 | 57066638.849 | 59675782.849 | 62284926.849 | 64894070.849 | 67503214.849 | 70112358.849 | 72721502.849 | 75330646.849 | 77939790.849 | 80548934.849 | 83158078.849 | 85767222.849 | 88376366.849 | 90985510.849 | 93594654.849 | 96203798.849 | 98812942.849 | 101422086.849
| Incremental CapEx | Growth |  | 2017 | 2018 | 2019 | 2020 | 2021 | 2022 | 2023 | 2024 | 2025 | 2026 | 2027 | 2028 | 2029 | 2030 | 2031 | 2032 | 2033 | 2034 | 2035 | 2036 | 2037 | 2038 | 2039 | 2040 | 2041 | 2042 | 2043 | 2044 | 2045
| Intangible Plant | 0% |  | 0 | 0 | 0 | 0 | 0 | 0 | 0 | 0 | 0 | 0 | 0 | 0 | 0 | 0 | 0 | 0 | 0 | 0 | 0 | 0 | 0 | 0 | 0 | 0 | 0 | 0 | 0 | 0 | 0
| Production Plant | 0% |  | 153353.9774 | 4785337.5656 | 962842.822 | 814714.5644 | 450004.7385 | 6890000 | 3605720 | 820000 | 555000 | 1175000 | 2609144 | 2609144 | 2609144 | 2609144 | 2609144 | 2609144 | 2609144 | 2609144 | 2609144 | 2609144 | 2609144 | 2609144 | 2609144 | 2609144 | 2609144 | 2609144 | 2609144 | 2609144 | 2609144
| Storage Plant | 0% |  | 0 | 0 | 0 | 0 | 0 | [5 empty] | 0 | 0 | 0 | 0 | 0 | 0 | 0 | 0 | 0 | 0 | 0 | 0 | 0 | 0 | 0 | 0 | 0 | 0 | 0
| Transmission Plant | 0% |  | 0 | 0 | 0 | 0 | 0 | [5 empty] | 0 | 0 | 0 | 0 | 0 | 0 | 0 | 0 | 0 | 0 | 0 | 0 | 0 | 0 | 0 | 0 | 0 | 0 | 0
| Distribution Plant | 0% |  | 0 | 0 | 0 | 0 | 0 | [5 empty] | 0 | 0 | 0 | 0 | 0 | 0 | 0 | 0 | 0 | 0 | 0 | 0 | 0 | 0 | 0 | 0 | 0 | 0 | 0
| General Plant | 0% |  | 0 | 0 | 0 | 0 | 0 | [5 empty] | 0 | 0 | 0 | 0 | 0 | 0 | 0 | 0 | 0 | 0 | 0 | 0 | 0 | 0 | 0 | 0 | 0 | 0 | 0
| Total |  |  | 153353.9774 | 4785337.5656 | 962842.822 | 814714.5644 | 450004.7385 | 6890000 | 3605720 | 820000 | 555000 | 1175000 | 2609144 | 2609144 | 2609144 | 2609144 | 2609144 | 2609144 | 2609144 | 2609144 | 2609144 | 2609144 | 2609144 | 2609144 | 2609144 | 2609144 | 2609144 | 2609144 | 2609144 | 2609144 | 2609144
| Depreciation | Historical Rate | Rate | 2017 | 2018 | 2019 | 2020 | 2021 | 2022 | 2023 | 2024 | 2025 | 2026 | 2027 | 2028 | 2029 | 2030 | 2031 | 2032 | 2033 | 2034 | 2035 | 2036 | 2037 | 2038 | 2039 | 2040 | 2041 | 2042 | 2043 | 2044 | 2045
| Intangible Plant |  | 0% | 0 | 0 | 0 | 0 | 0 | 0 | 0 | 0 | 0 | 0 | 0 | 0 | 0 | 0 | 0 | 0 | 0 | 0 | 0 | 0 | 0 | 0 | 0 | 0 | 0 | 0 | 0 | 0 | 0
| Production Plant |  | 3.712% | 1184451.7853 | 1190144.285 | 1367776.0154 | 1403516.741 | 1433758.9456 | 1450463.1215 | 1706219.9215 | 1840064.2479 | 1870502.6479 | 1891104.2479 | 1934720.2479 | 2031571.6732 | 2128423.0984 | 2225274.5237 | 2322125.949 | 2418977.3743 | 2515828.7996 | 2612680.2248 | 2709531.6501 | 2806383.0754 | 2903234.5007 | 3000085.926 | 3096937.3512 | 3193788.7765 | 3290640.2018 | 3387491.6271 | 3484343.0524 | 3581194.4776 | 3678045.9029
| Storage Plant |  | 0% | 0 | 0 | 0 | 0 | 0 | 0 | 0 | 0 | 0 | 0 | 0 | 0 | 0 | 0 | 0 | 0 | 0 | 0 | 0 | 0 | 0 | 0 | 0 | 0 | 0 | 0 | 0 | 0 | 0
| Transmission Plant |  | 0% | 0 | 0 | 0 | 0 | 0 | 0 | 0 | 0 | 0 | 0 | 0 | 0 | 0 | 0 | 0 | 0 | 0 | 0 | 0 | 0 | 0 | 0 | 0 | 0 | 0 | 0 | 0 | 0 | 0
| Distribution Plant |  | 0% | 0 | 0 | 0 | 0 | 0 | 0 | 0 | 0 | 0 | 0 | 0 | 0 | 0 | 0 | 0 | 0 | 0 | 0 | 0 | 0 | 0 | 0 | 0 | 0 | 0 | 0 | 0 | 0 | 0
| General Plant |  | 5.86% | 133252.2639 | 133252.2639 | 133252.2639 | 133252.2639 | 133252.2639 | 133252.2639 | 133252.2639 | 133252.2639 | 133252.2639 | 133252.2639 | 133252.2639 | 133252.2639 | 133252.2639 | 133252.2639 | 133252.2639 | 133252.2639 | 133252.2639 | 133252.2639 | 133252.2639 | 133252.2639 | 133252.2639 | 133252.2639 | 133252.2639 | 133252.2639 | 133252.2639 | 133252.2639 | 133252.2639 | 133252.2639 | 133252.2639
| Total |  |  | 1317704.0492 | 1323396.5489 | 1501028.2793 | 1536769.0048 | 1567011.2095 | 1583715.3854 | 1839472.1854 | 1973316.5118 | 2003754.9118 | 2024356.5118 | 2067972.5118 | 2164823.9371 | 2261675.3623 | 2358526.7876 | 2455378.2129 | 2552229.6382 | 2649081.0635 | 2745932.4887 | 2842783.914 | 2939635.3393 | 3036486.7646 | 3133338.1899 | 3230189.6151 | 3327041.0404 | 3423892.4657 | 3520743.891 | 3617595.3163 | 3714446.7415 | 3811298.1668
| Rate Base |  |  | 2017 | 2018 | 2019 | 2020 | 2021 | 2022 | 2023 | 2024 | 2025 | 2026 | 2027 | 2028 | 2029 | 2030 | 2031 | 2032 | 2033 | 2034 | 2035 | 2036 | 2037 | 2038 | 2039 | 2040 | 2041 | 2042 | 2043 | 2044 | 2045
| Plant in Service |  |  | 34245521.1809 | 34398875.1584 | 39184212.724 | 40147055.5461 | 40961770.1105 | 41411774.849 | 48301774.849 | 51907494.849 | 52727494.849 | 53282494.849 | 54457494.849 | 57066638.849 | 59675782.849 | 62284926.849 | 64894070.849 | 67503214.849 | 70112358.849 | 72721502.849 | 75330646.849 | 77939790.849 | 80548934.849 | 83158078.849 | 85767222.849 | 88376366.849 | 90985510.849 | 93594654.849 | 96203798.849 | 98812942.849 | 101422086.849
| Accumulated Depreciation |  |  | -20975026.9782 | -22298423.5271 | -23799451.8064 | -25336220.8112 | -26903232.0207 | -28486947.4061 | -30326419.5914 | -32299736.1032 | -34303491.015 | -36327847.5268 | -38395820.0385 | -40560643.9756 | -42822319.3379 | -45180846.1255 | -47636224.3384 | -50188453.9766 | -52837535.04 | -55583467.5288 | -58426251.4428 | -61365886.7821 | -64402373.5466 | -67535711.7365 | -70765901.3516 | -74092942.392 | -77516834.8577 | -81037578.7487 | -84655174.0649 | -88369620.8065 | -92180918.9733
| Working Capital |  |  | 0 | 0 | 0 | 0 | 0 | 0 | 0 | 0 | 0 | 0 | 0 | 0 | 0 | 0 | 0 | 0 | 0 | 0 | 0 | 0 | 0 | 0 | 0 | 0 | 0 | 0 | 0 | 0 | 0
Other Rate Base Items
| Total Rate Base |  |  | 13270494.2027 | 12100451.6313 | 15384760.9176 | 14810834.7348 | 14058538.0898 | 12924827.4429 | 17975355.2575 | 19607758.7458 | 18424003.834 | 16954647.3222 | 16061674.8104 | 16505994.8734 | 16853463.5111 | 17104080.7235 | 17257846.5106 | 17314760.8724 | 17274823.8089 | 17138035.3202 | 16904395.4062 | 16573904.0669 | 16146561.3023 | 15622367.1125 | 15001321.4974 | 14283424.457 | 13468675.9913 | 12557076.1003 | 11548624.784 | 10443322.0425 | 9241167.8757
| Rate of Return |  |  | 7.1% | 7.1% | 7.1% | 7.1% | 7.1% | 7.1% | 7.1% | 7.1% | 7.1% | 7.1% | 7.1% | 7.1% | 7.1% | 7.1% | 7.1% | 7.1% | 7.1% | 7.1% | 7.1% | 7.1% | 7.1% | 7.1% | 7.1% | 7.1% | 7.1% | 7.1% | 7.1% | 7.1% | 7.1%
| Return |  |  | 942205.0884 | 859132.0658 | 1092318.0252 | 1051569.2662 | 998156.2044 | 917662.7484 | 1276250.2233 | 1392150.8709 | 1308104.2722 | 1203779.9599 | 1140378.9115 | 1171925.636 | 1196595.9093 | 1214389.7314 | 1225307.1022 | 1229348.0219 | 1226512.4904 | 1216800.5077 | 1200212.0738 | 1176747.1888 | 1146405.8525 | 1109188.065 | 1065093.8263 | 1014123.1364 | 956275.9954 | 891552.4031 | 819952.3597 | 741475.865 | 656122.9192
Transmission Expense
| Deilivery Service | Functional Allocation |  | 2017 | 2018 | 2019 | 2020 | 2021 | 2022 | 2023 | 2024 | 2025 | 2026 | 2027 | 2028 | 2029 | 2030 | 2031 | 2032 | 2033 | 2034 | 2035 | 2036 | 2037 | 2038 | 2039 | 2040 | 2041 | 2042 | 2043 | 2044 | 2045
1 | Production Cost | 1 |  | 7208141.3618 | 7451782.5952 | 7366446.9696 | 5384233.9821 | 6157453.9065 | 6464478.1726 | 6535727.6792 | 6545878.0556 | 6577271.4904 | 6606864.4309 | 6633818.3092 | 6664158.7681 | 6697507.8515 | 6731857.1982 | 6764949.742 | 6801160.9265 | 6840682.4816 | 6883623.9688 | 6926028.3085 | 6966558.5989 | 7010304.2846 | 7054309.0278 | 7104847.031 | 7147995.193 | 7196419.4794 | 7249979.8092 | 7297417.5622 | 7343981.5158 | 7401413.3008
2 | Storage Propane Air | 0 |  | 0 | 0 | 0 | 0 | 0 | 0 | 0 | 0 | 0 | 0 | 0 | 0 | 0 | 0 | 0 | 0 | 0 | 0 | 0 | 0 | 0 | 0 | 0 | 0 | 0 | 0 | 0 | 0 | 0
3 | Storage Holders | 0 |  | 0 | 0 | 0 | 0 | 0 | 0 | 0 | 0 | 0 | 0 | 0 | 0 | 0 | 0 | 0 | 0 | 0 | 0 | 0 | 0 | 0 | 0 | 0 | 0 | 0 | 0 | 0 | 0 | 0
4 | Distribution Mains | 0 |  | 0 | 0 | 0 | 0 | 0 | 0 | 0 | 0 | 0 | 0 | 0 | 0 | 0 | 0 | 0 | 0 | 0 | 0 | 0 | 0 | 0 | 0 | 0 | 0 | 0 | 0 | 0 | 0 | 0
5 | Distribution Services | 0 |  | 0 | 0 | 0 | 0 | 0 | 0 | 0 | 0 | 0 | 0 | 0 | 0 | 0 | 0 | 0 | 0 | 0 | 0 | 0 | 0 | 0 | 0 | 0 | 0 | 0 | 0 | 0 | 0 | 0
6 | Meters and Regulators | 0 |  | 0 | 0 | 0 | 0 | 0 | 0 | 0 | 0 | 0 | 0 | 0 | 0 | 0 | 0 | 0 | 0 | 0 | 0 | 0 | 0 | 0 | 0 | 0 | 0 | 0 | 0 | 0 | 0 | 0
7 | Meter Reading | 0 |  | 0 | 0 | 0 | 0 | 0 | 0 | 0 | 0 | 0 | 0 | 0 | 0 | 0 | 0 | 0 | 0 | 0 | 0 | 0 | 0 | 0 | 0 | 0 | 0 | 0 | 0 | 0 | 0 | 0
8 | Billing | 0 |  | 0 | 0 | 0 | 0 | 0 | 0 | 0 | 0 | 0 | 0 | 0 | 0 | 0 | 0 | 0 | 0 | 0 | 0 | 0 | 0 | 0 | 0 | 0 | 0 | 0 | 0 | 0 | 0 | 0
9 | Uncollectible Accounts | 0 |  | 0 | 0 | 0 | 0 | 0 | 0 | 0 | 0 | 0 | 0 | 0 | 0 | 0 | 0 | 0 | 0 | 0 | 0 | 0 | 0 | 0 | 0 | 0 | 0 | 0 | 0 | 0 | 0 | 0
10 | Other | 0 |  | 0 | 0 | 0 | 0 | 0 | 0 | 0 | 0 | 0 | 0 | 0 | 0 | 0 | 0 | 0 | 0 | 0 | 0 | 0 | 0 | 0 | 0 | 0 | 0 | 0 | 0 | 0 | 0 | 0
11 | Sales | 0 |  | 0 | 0 | 0 | 0 | 0 | 0 | 0 | 0 | 0 | 0 | 0 | 0 | 0 | 0 | 0 | 0 | 0 | 0 | 0 | 0 | 0 | 0 | 0 | 0 | 0 | 0 | 0 | 0 | 0
| Total |  |  | 7208141.3618 | 7451782.5952 | 7366446.9696 | 5384233.9821 | 6157453.9065 | 6464478.1726 | 6535727.6792 | 6545878.0556 | 6577271.4904 | 6606864.4309 | 6633818.3092 | 6664158.7681 | 6697507.8515 | 6731857.1982 | 6764949.742 | 6801160.9265 | 6840682.4816 | 6883623.9688 | 6926028.3085 | 6966558.5989 | 7010304.2846 | 7054309.0278 | 7104847.031 | 7147995.193 | 7196419.4794 | 7249979.8092 | 7297417.5622 | 7343981.5158 | 7401413.3008
Natural Gas Storage, Terminaling and Processing Expenses
| Deilivery Service | Functional Allocation |  | 2017 | 2018 | 2019 | 2020 | 2021 | 2022 | 2023 | 2024 | 2025 | 2026 | 2027 | 2028 | 2029 | 2030 | 2031 | 2032 | 2033 | 2034 | 2035 | 2036 | 2037 | 2038 | 2039 | 2040 | 2041 | 2042 | 2043 | 2044 | 2045
1 | Production Cost | 0 |  | 0 | 0 | 0 | 0 | 0 | 0 | 0 | 0 | 0 | 0 | 0 | 0 | 0 | 0 | 0 | 0 | 0 | 0 | 0 | 0 | 0 | 0 | 0 | 0 | 0 | 0 | 0 | 0 | 0
2 | Storage Propane Air | 0 |  | 0 | 0 | 0 | 0 | 0 | 0 | 0 | 0 | 0 | 0 | 0 | 0 | 0 | 0 | 0 | 0 | 0 | 0 | 0 | 0 | 0 | 0 | 0 | 0 | 0 | 0 | 0 | 0 | 0
3 | Storage Holders | 1 |  | 0 | 0 | 0 | 0 | 0 | 0 | 0 | 0 | 0 | 0 | 0 | 0 | 0 | 0 | 0 | 0 | 0 | 0 | 0 | 0 | 0 | 0 | 0 | 0 | 0 | 0 | 0 | 0 | 0
4 | Distribution Mains | 0 |  | 0 | 0 | 0 | 0 | 0 | 0 | 0 | 0 | 0 | 0 | 0 | 0 | 0 | 0 | 0 | 0 | 0 | 0 | 0 | 0 | 0 | 0 | 0 | 0 | 0 | 0 | 0 | 0 | 0
5 | Distribution Services | 0 |  | 0 | 0 | 0 | 0 | 0 | 0 | 0 | 0 | 0 | 0 | 0 | 0 | 0 | 0 | 0 | 0 | 0 | 0 | 0 | 0 | 0 | 0 | 0 | 0 | 0 | 0 | 0 | 0 | 0
6 | Meters and Regulators | 0 |  | 0 | 0 | 0 | 0 | 0 | 0 | 0 | 0 | 0 | 0 | 0 | 0 | 0 | 0 | 0 | 0 | 0 | 0 | 0 | 0 | 0 | 0 | 0 | 0 | 0 | 0 | 0 | 0 | 0
7 | Meter Reading | 0 |  | 0 | 0 | 0 | 0 | 0 | 0 | 0 | 0 | 0 | 0 | 0 | 0 | 0 | 0 | 0 | 0 | 0 | 0 | 0 | 0 | 0 | 0 | 0 | 0 | 0 | 0 | 0 | 0 | 0
8 | Billing | 0 |  | 0 | 0 | 0 | 0 | 0 | 0 | 0 | 0 | 0 | 0 | 0 | 0 | 0 | 0 | 0 | 0 | 0 | 0 | 0 | 0 | 0 | 0 | 0 | 0 | 0 | 0 | 0 | 0 | 0
9 | Uncollectible Accounts | 0 |  | 0 | 0 | 0 | 0 | 0 | 0 | 0 | 0 | 0 | 0 | 0 | 0 | 0 | 0 | 0 | 0 | 0 | 0 | 0 | 0 | 0 | 0 | 0 | 0 | 0 | 0 | 0 | 0 | 0
10 | Other | 0 |  | 0 | 0 | 0 | 0 | 0 | 0 | 0 | 0 | 0 | 0 | 0 | 0 | 0 | 0 | 0 | 0 | 0 | 0 | 0 | 0 | 0 | 0 | 0 | 0 | 0 | 0 | 0 | 0 | 0
11 | Sales | 0 |  | 0 | 0 | 0 | 0 | 0 | 0 | 0 | 0 | 0 | 0 | 0 | 0 | 0 | 0 | 0 | 0 | 0 | 0 | 0 | 0 | 0 | 0 | 0 | 0 | 0 | 0 | 0 | 0 | 0
| Total |  |  | 0 | 0 | 0 | 0 | 0 | 0 | 0 | 0 | 0 | 0 | 0 | 0 | 0 | 0 | 0 | 0 | 0 | 0 | 0 | 0 | 0 | 0 | 0 | 0 | 0 | 0 | 0 | 0 | 0
Distribution Expenses
| Deilivery Service | Functional Allocation |  | 2017 | 2018 | 2019 | 2020 | 2021 | 2022 | 2023 | 2024 | 2025 | 2026 | 2027 | 2028 | 2029 | 2030 | 2031 | 2032 | 2033 | 2034 | 2035 | 2036 | 2037 | 2038 | 2039 | 2040 | 2041 | 2042 | 2043 | 2044 | 2045
1 | Production Cost | 0.001224 |  | 0 | 0 | 0 | 0 | 0 | 0 | 0 | 0 | 0 | 0 | 0 | 0 | 0 | 0 | 0 | 0 | 0 | 0 | 0 | 0 | 0 | 0 | 0 | 0 | 0 | 0 | 0 | 0 | 0
2 | Storage Propane Air | 0.0004043 |  | 0 | 0 | 0 | 0 | 0 | 0 | 0 | 0 | 0 | 0 | 0 | 0 | 0 | 0 | 0 | 0 | 0 | 0 | 0 | 0 | 0 | 0 | 0 | 0 | 0 | 0 | 0 | 0 | 0
3 | Storage Holders | 0.0010179 |  | 0 | 0 | 0 | 0 | 0 | 0 | 0 | 0 | 0 | 0 | 0 | 0 | 0 | 0 | 0 | 0 | 0 | 0 | 0 | 0 | 0 | 0 | 0 | 0 | 0 | 0 | 0 | 0 | 0
4 | Distribution Mains | 0.45428 |  | 0 | 0 | 0 | 0 | 0 | 0 | 0 | 0 | 0 | 0 | 0 | 0 | 0 | 0 | 0 | 0 | 0 | 0 | 0 | 0 | 0 | 0 | 0 | 0 | 0 | 0 | 0 | 0 | 0
5 | Distribution Services | 0.23162 |  | 0 | 0 | 0 | 0 | 0 | 0 | 0 | 0 | 0 | 0 | 0 | 0 | 0 | 0 | 0 | 0 | 0 | 0 | 0 | 0 | 0 | 0 | 0 | 0 | 0 | 0 | 0 | 0 | 0
6 | Meters and Regulators | 0.30822 |  | 0 | 0 | 0 | 0 | 0 | 0 | 0 | 0 | 0 | 0 | 0 | 0 | 0 | 0 | 0 | 0 | 0 | 0 | 0 | 0 | 0 | 0 | 0 | 0 | 0 | 0 | 0 | 0 | 0
7 | Meter Reading | 0.0026793 |  | 0 | 0 | 0 | 0 | 0 | 0 | 0 | 0 | 0 | 0 | 0 | 0 | 0 | 0 | 0 | 0 | 0 | 0 | 0 | 0 | 0 | 0 | 0 | 0 | 0 | 0 | 0 | 0 | 0
8 | Billing | 1.7043e-05 |  | 0 | 0 | 0 | 0 | 0 | 0 | 0 | 0 | 0 | 0 | 0 | 0 | 0 | 0 | 0 | 0 | 0 | 0 | 0 | 0 | 0 | 0 | 0 | 0 | 0 | 0 | 0 | 0 | 0
9 | Uncollectible Accounts | 1.8584e-08 |  | 0 | 0 | 0 | 0 | 0 | 0 | 0 | 0 | 0 | 0 | 0 | 0 | 0 | 0 | 0 | 0 | 0 | 0 | 0 | 0 | 0 | 0 | 0 | 0 | 0 | 0 | 0 | 0 | 0
10 | Other | 9.199e-05 |  | 0 | 0 | 0 | 0 | 0 | 0 | 0 | 0 | 0 | 0 | 0 | 0 | 0 | 0 | 0 | 0 | 0 | 0 | 0 | 0 | 0 | 0 | 0 | 0 | 0 | 0 | 0 | 0 | 0
11 | Sales | 6.7893e-05 |  | 0 | 0 | 0 | 0 | 0 | 0 | 0 | 0 | 0 | 0 | 0 | 0 | 0 | 0 | 0 | 0 | 0 | 0 | 0 | 0 | 0 | 0 | 0 | 0 | 0 | 0 | 0 | 0 | 0
| Total |  |  | 0 | 0 | 0 | 0 | 0 | 0 | 0 | 0 | 0 | 0 | 0 | 0 | 0 | 0 | 0 | 0 | 0 | 0 | 0 | 0 | 0 | 0 | 0 | 0 | 0 | 0 | 0 | 0 | 0
Customer Accounts Expenses
| Deilivery Service | Functional Allocation |  | 2017 | 2018 | 2019 | 2020 | 2021 | 2022 | 2023 | 2024 | 2025 | 2026 | 2027 | 2028 | 2029 | 2030 | 2031 | 2032 | 2033 | 2034 | 2035 | 2036 | 2037 | 2038 | 2039 | 2040 | 2041 | 2042 | 2043 | 2044 | 2045
1 | Production Cost | 0 |  | 0 | 0 | 0 | 0 | 0 | 0 | 0 | 0 | 0 | 0 | 0 | 0 | 0 | 0 | 0 | 0 | 0 | 0 | 0 | 0 | 0 | 0 | 0 | 0 | 0 | 0 | 0 | 0 | 0
2 | Storage Propane Air | 5.958e-05 |  | 0 | 0 | 0 | 0 | 0 | 0 | 0 | 0 | 0 | 0 | 0 | 0 | 0 | 0 | 0 | 0 | 0 | 0 | 0 | 0 | 0 | 0 | 0 | 0 | 0 | 0 | 0 | 0 | 0
3 | Storage Holders | 0 |  | 0 | 0 | 0 | 0 | 0 | 0 | 0 | 0 | 0 | 0 | 0 | 0 | 0 | 0 | 0 | 0 | 0 | 0 | 0 | 0 | 0 | 0 | 0 | 0 | 0 | 0 | 0 | 0 | 0
4 | Distribution Mains | 0 |  | 0 | 0 | 0 | 0 | 0 | 0 | 0 | 0 | 0 | 0 | 0 | 0 | 0 | 0 | 0 | 0 | 0 | 0 | 0 | 0 | 0 | 0 | 0 | 0 | 0 | 0 | 0 | 0 | 0
5 | Distribution Services | 5.958e-05 |  | 0 | 0 | 0 | 0 | 0 | 0 | 0 | 0 | 0 | 0 | 0 | 0 | 0 | 0 | 0 | 0 | 0 | 0 | 0 | 0 | 0 | 0 | 0 | 0 | 0 | 0 | 0 | 0 | 0
6 | Meters and Regulators | 0.00014895 |  | 0 | 0 | 0 | 0 | 0 | 0 | 0 | 0 | 0 | 0 | 0 | 0 | 0 | 0 | 0 | 0 | 0 | 0 | 0 | 0 | 0 | 0 | 0 | 0 | 0 | 0 | 0 | 0 | 0
7 | Meter Reading | 0.28249 |  | 0 | 0 | 0 | 0 | 0 | 0 | 0 | 0 | 0 | 0 | 0 | 0 | 0 | 0 | 0 | 0 | 0 | 0 | 0 | 0 | 0 | 0 | 0 | 0 | 0 | 0 | 0 | 0 | 0
8 | Billing | 0.24885 |  | 0 | 0 | 0 | 0 | 0 | 0 | 0 | 0 | 0 | 0 | 0 | 0 | 0 | 0 | 0 | 0 | 0 | 0 | 0 | 0 | 0 | 0 | 0 | 0 | 0 | 0 | 0 | 0 | 0
9 | Uncollectible Accounts | 0.070397 |  | 0 | 0 | 0 | 0 | 0 | 0 | 0 | 0 | 0 | 0 | 0 | 0 | 0 | 0 | 0 | 0 | 0 | 0 | 0 | 0 | 0 | 0 | 0 | 0 | 0 | 0 | 0 | 0 | 0
10 | Other | 0.398 |  | 0 | 0 | 0 | 0 | 0 | 0 | 0 | 0 | 0 | 0 | 0 | 0 | 0 | 0 | 0 | 0 | 0 | 0 | 0 | 0 | 0 | 0 | 0 | 0 | 0 | 0 | 0 | 0 | 0
11 | Sales | 0 |  | 0 | 0 | 0 | 0 | 0 | 0 | 0 | 0 | 0 | 0 | 0 | 0 | 0 | 0 | 0 | 0 | 0 | 0 | 0 | 0 | 0 | 0 | 0 | 0 | 0 | 0 | 0 | 0 | 0
| Total |  |  | 0 | 0 | 0 | 0 | 0 | 0 | 0 | 0 | 0 | 0 | 0 | 0 | 0 | 0 | 0 | 0 | 0 | 0 | 0 | 0 | 0 | 0 | 0 | 0 | 0 | 0 | 0 | 0 | 0
Customer Service and Informational Expenses
| Deilivery Service | Functional Allocation |  | 2017 | 2018 | 2019 | 2020 | 2021 | 2022 | 2023 | 2024 | 2025 | 2026 | 2027 | 2028 | 2029 | 2030 | 2031 | 2032 | 2033 | 2034 | 2035 | 2036 | 2037 | 2038 | 2039 | 2040 | 2041 | 2042 | 2043 | 2044 | 2045
1 | Production Cost | 0 |  | 0 | 0 | 0 | 0 | 0 | 0 | 0 | 0 | 0 | 0 | 0 | 0 | 0 | 0 | 0 | 0 | 0 | 0 | 0 | 0 | 0 | 0 | 0 | 0 | 0 | 0 | 0 | 0 | 0
2 | Storage Propane Air | 0 |  | 0 | 0 | 0 | 0 | 0 | 0 | 0 | 0 | 0 | 0 | 0 | 0 | 0 | 0 | 0 | 0 | 0 | 0 | 0 | 0 | 0 | 0 | 0 | 0 | 0 | 0 | 0 | 0 | 0
3 | Storage Holders | 0 |  | 0 | 0 | 0 | 0 | 0 | 0 | 0 | 0 | 0 | 0 | 0 | 0 | 0 | 0 | 0 | 0 | 0 | 0 | 0 | 0 | 0 | 0 | 0 | 0 | 0 | 0 | 0 | 0 | 0
4 | Distribution Mains | 0 |  | 0 | 0 | 0 | 0 | 0 | 0 | 0 | 0 | 0 | 0 | 0 | 0 | 0 | 0 | 0 | 0 | 0 | 0 | 0 | 0 | 0 | 0 | 0 | 0 | 0 | 0 | 0 | 0 | 0
5 | Distribution Services | 0 |  | 0 | 0 | 0 | 0 | 0 | 0 | 0 | 0 | 0 | 0 | 0 | 0 | 0 | 0 | 0 | 0 | 0 | 0 | 0 | 0 | 0 | 0 | 0 | 0 | 0 | 0 | 0 | 0 | 0
6 | Meters and Regulators | 0 |  | 0 | 0 | 0 | 0 | 0 | 0 | 0 | 0 | 0 | 0 | 0 | 0 | 0 | 0 | 0 | 0 | 0 | 0 | 0 | 0 | 0 | 0 | 0 | 0 | 0 | 0 | 0 | 0 | 0
7 | Meter Reading | 0 |  | 0 | 0 | 0 | 0 | 0 | 0 | 0 | 0 | 0 | 0 | 0 | 0 | 0 | 0 | 0 | 0 | 0 | 0 | 0 | 0 | 0 | 0 | 0 | 0 | 0 | 0 | 0 | 0 | 0
8 | Billing | 0 |  | 0 | 0 | 0 | 0 | 0 | 0 | 0 | 0 | 0 | 0 | 0 | 0 | 0 | 0 | 0 | 0 | 0 | 0 | 0 | 0 | 0 | 0 | 0 | 0 | 0 | 0 | 0 | 0 | 0
9 | Uncollectible Accounts | 0 |  | 0 | 0 | 0 | 0 | 0 | 0 | 0 | 0 | 0 | 0 | 0 | 0 | 0 | 0 | 0 | 0 | 0 | 0 | 0 | 0 | 0 | 0 | 0 | 0 | 0 | 0 | 0 | 0 | 0
10 | Other | 1 |  | 0 | 0 | 0 | 0 | 0 | 0 | 0 | 0 | 0 | 0 | 0 | 0 | 0 | 0 | 0 | 0 | 0 | 0 | 0 | 0 | 0 | 0 | 0 | 0 | 0 | 0 | 0 | 0 | 0
11 | Sales | 0 |  | 0 | 0 | 0 | 0 | 0 | 0 | 0 | 0 | 0 | 0 | 0 | 0 | 0 | 0 | 0 | 0 | 0 | 0 | 0 | 0 | 0 | 0 | 0 | 0 | 0 | 0 | 0 | 0 | 0
| Total |  |  | 0 | 0 | 0 | 0 | 0 | 0 | 0 | 0 | 0 | 0 | 0 | 0 | 0 | 0 | 0 | 0 | 0 | 0 | 0 | 0 | 0 | 0 | 0 | 0 | 0 | 0 | 0 | 0 | 0
Sales Expenses
| Deilivery Service | Functional Allocation |  | 2017 | 2018 | 2019 | 2020 | 2021 | 2022 | 2023 | 2024 | 2025 | 2026 | 2027 | 2028 | 2029 | 2030 | 2031 | 2032 | 2033 | 2034 | 2035 | 2036 | 2037 | 2038 | 2039 | 2040 | 2041 | 2042 | 2043 | 2044 | 2045
1 | Production Cost | 0 |  | 0 | 0 | 0 | 0 | 0 | 0 | 0 | 0 | 0 | 0 | 0 | 0 | 0 | 0 | 0 | 0 | 0 | 0 | 0 | 0 | 0 | 0 | 0 | 0 | 0 | 0 | 0 | 0 | 0
2 | Storage Propane Air | 0 |  | 0 | 0 | 0 | 0 | 0 | 0 | 0 | 0 | 0 | 0 | 0 | 0 | 0 | 0 | 0 | 0 | 0 | 0 | 0 | 0 | 0 | 0 | 0 | 0 | 0 | 0 | 0 | 0 | 0
3 | Storage Holders | 0 |  | 0 | 0 | 0 | 0 | 0 | 0 | 0 | 0 | 0 | 0 | 0 | 0 | 0 | 0 | 0 | 0 | 0 | 0 | 0 | 0 | 0 | 0 | 0 | 0 | 0 | 0 | 0 | 0 | 0
4 | Distribution Mains | 0 |  | 0 | 0 | 0 | 0 | 0 | 0 | 0 | 0 | 0 | 0 | 0 | 0 | 0 | 0 | 0 | 0 | 0 | 0 | 0 | 0 | 0 | 0 | 0 | 0 | 0 | 0 | 0 | 0 | 0
5 | Distribution Services | 0 |  | 0 | 0 | 0 | 0 | 0 | 0 | 0 | 0 | 0 | 0 | 0 | 0 | 0 | 0 | 0 | 0 | 0 | 0 | 0 | 0 | 0 | 0 | 0 | 0 | 0 | 0 | 0 | 0 | 0
6 | Meters and Regulators | 0 |  | 0 | 0 | 0 | 0 | 0 | 0 | 0 | 0 | 0 | 0 | 0 | 0 | 0 | 0 | 0 | 0 | 0 | 0 | 0 | 0 | 0 | 0 | 0 | 0 | 0 | 0 | 0 | 0 | 0
7 | Meter Reading | 0 |  | 0 | 0 | 0 | 0 | 0 | 0 | 0 | 0 | 0 | 0 | 0 | 0 | 0 | 0 | 0 | 0 | 0 | 0 | 0 | 0 | 0 | 0 | 0 | 0 | 0 | 0 | 0 | 0 | 0
8 | Billing | 0 |  | 0 | 0 | 0 | 0 | 0 | 0 | 0 | 0 | 0 | 0 | 0 | 0 | 0 | 0 | 0 | 0 | 0 | 0 | 0 | 0 | 0 | 0 | 0 | 0 | 0 | 0 | 0 | 0 | 0
9 | Uncollectible Accounts | 0 |  | 0 | 0 | 0 | 0 | 0 | 0 | 0 | 0 | 0 | 0 | 0 | 0 | 0 | 0 | 0 | 0 | 0 | 0 | 0 | 0 | 0 | 0 | 0 | 0 | 0 | 0 | 0 | 0 | 0
10 | Other | 0 |  | 0 | 0 | 0 | 0 | 0 | 0 | 0 | 0 | 0 | 0 | 0 | 0 | 0 | 0 | 0 | 0 | 0 | 0 | 0 | 0 | 0 | 0 | 0 | 0 | 0 | 0 | 0 | 0 | 0
11 | Sales | 1 |  | 0 | 0 | 0 | 0 | 0 | 0 | 0 | 0 | 0 | 0 | 0 | 0 | 0 | 0 | 0 | 0 | 0 | 0 | 0 | 0 | 0 | 0 | 0 | 0 | 0 | 0 | 0 | 0 | 0
| Total |  |  | 0 | 0 | 0 | 0 | 0 | 0 | 0 | 0 | 0 | 0 | 0 | 0 | 0 | 0 | 0 | 0 | 0 | 0 | 0 | 0 | 0 | 0 | 0 | 0 | 0 | 0 | 0 | 0 | 0
A&G
| Deilivery Service | Functional Allocation |  | 2017 | 2018 | 2019 | 2020 | 2021 | 2022 | 2023 | 2024 | 2025 | 2026 | 2027 | 2028 | 2029 | 2030 | 2031 | 2032 | 2033 | 2034 | 2035 | 2036 | 2037 | 2038 | 2039 | 2040 | 2041 | 2042 | 2043 | 2044 | 2045
1 | Production Cost | 0.046367 |  | 173613.1709 | 179481.4419 | 177426.0731 | 129683.0747 | 148306.6221 | 155701.5182 | 157417.6129 | 157662.0918 | 158418.2249 | 159130.9917 | 159780.1949 | 160510.9663 | 161314.2025 | 162141.5307 | 162938.588 | 163810.7599 | 164762.6645 | 165796.9405 | 166818.2789 | 167794.4796 | 168848.1253 | 169908.0106 | 171125.254 | 172164.5079 | 173330.8411 | 174620.8794 | 175763.4511 | 176884.9768 | 178268.2619
2 | Storage Propane Air | 0.010601 |  | 39693.8206 | 41035.505 | 40565.5785 | 29649.9204 | 33907.8908 | 35598.6133 | 35990.9703 | 36046.8664 | 36219.7439 | 36382.7064 | 36531.1362 | 36698.2151 | 36881.862 | 37071.0171 | 37253.2512 | 37452.6591 | 37670.2966 | 37906.7669 | 38140.2793 | 38363.4717 | 38604.3706 | 38846.6961 | 39124.9989 | 39362.6074 | 39629.2705 | 39924.2167 | 40185.4471 | 40441.8656 | 40758.1312
3 | Storage Holders | 0.025711 |  | 96271.5473 | 99525.6065 | 98385.8684 | 71911.5387 | 82238.6223 | 86339.2218 | 87290.8264 | 87426.3943 | 87845.6833 | 88240.925 | 88600.9196 | 89006.1451 | 89451.5537 | 89910.3217 | 90352.3039 | 90835.9385 | 91363.7863 | 91937.3105 | 92503.6606 | 93044.9809 | 93629.2459 | 94216.9709 | 94891.9538 | 95468.2383 | 96114.9904 | 96830.3393 | 97463.9154 | 98085.821 | 98852.8769
4 | Distribution Mains | 0.31969 |  | 1197018.0712 | 1237478.2876 | 1223307.0497 | 894131.379 | 1022535.9394 | 1073521.8422 | 1085353.8725 | 1087039.492 | 1092252.8344 | 1097167.1781 | 1101643.2667 | 1106681.747 | 1112219.8536 | 1117924.0687 | 1123419.5731 | 1129432.9738 | 1135996.1103 | 1143127.1769 | 1150169.0423 | 1156899.6941 | 1164164.3098 | 1171471.9457 | 1179864.5257 | 1187029.9137 | 1195071.4799 | 1203965.9618 | 1211843.6996 | 1219576.3301 | 1229113.7241
5 | Distribution Services | 0.15555 |  | 582423.0578 | 602109.4464 | 595214.2659 | 435050.0167 | 497526.7482 | 522334.5319 | 528091.5438 | 528911.7016 | 531448.3139 | 533839.445 | 536017.338 | 538468.8691 | 541163.4992 | 543938.9514 | 546612.853 | 549538.743 | 552732.1133 | 556201.8167 | 559628.1181 | 562902.995 | 566437.6782 | 569993.2934 | 574076.8008 | 577563.2036 | 581475.9212 | 585803.6347 | 589636.6396 | 593399.0409 | 598039.5708
6 | Meters and Regulators | 0.24558 |  | 919524.7778 | 950605.4877 | 939719.4329 | 686853.4214 | 785491.176 | 824657.5028 | 833746.6262 | 835041.4847 | 839046.2676 | 842821.3658 | 846259.8055 | 850130.2628 | 854384.523 | 858766.3842 | 862987.9182 | 867607.2895 | 872648.9566 | 878126.896 | 883536.3129 | 888706.6618 | 894287.1908 | 899900.7672 | 906347.7753 | 911852.0797 | 918029.4462 | 924862.0051 | 930913.522 | 936853.5705 | 944180.0013
7 | Meter Reading | 0.058207 |  | 217945.4397 | 225312.1786 | 222731.9698 | 162797.7566 | 186176.8425 | 195460.0315 | 197614.3324 | 197921.2392 | 198870.4515 | 199765.2239 | 200580.2017 | 201497.5761 | 202505.9194 | 203544.5066 | 204545.0931 | 205639.9749 | 206834.949 | 208133.3283 | 209415.4664 | 210640.9407 | 211963.6357 | 213294.1636 | 214822.2312 | 216126.8595 | 217591.0167 | 219210.4674 | 220644.7958 | 222052.7041 | 223789.2121
8 | Billing | 0.022974 |  | 86022.535 | 88930.169 | 87911.7668 | 64255.8786 | 73483.547 | 77147.5991 | 77997.8964 | 78119.0318 | 78493.6835 | 78846.8481 | 79168.5178 | 79530.6033 | 79928.5939 | 80338.5217 | 80733.4508 | 81165.598 | 81637.2514 | 82149.7185 | 82655.7753 | 83139.467 | 83661.5315 | 84186.6876 | 84789.8122 | 85304.7458 | 85882.6451 | 86521.8384 | 87087.9643 | 87643.6623 | 88329.0578
9 | Uncollectible Accounts | 2.5051e-05 |  | 93.7975 | 96.9679 | 95.8574 | 70.0635 | 80.1252 | 84.1204 | 85.0475 | 85.1796 | 85.5881 | 85.9732 | 86.324 | 86.7188 | 87.1527 | 87.5997 | 88.0303 | 88.5015 | 89.0158 | 89.5746 | 90.1264 | 90.6538 | 91.2231 | 91.7957 | 92.4533 | 93.0148 | 93.6449 | 94.3419 | 94.9592 | 95.5651 | 96.3124
10 | Other | 0.055849 |  | 209116.7522 | 216185.0741 | 213709.3861 | 156203.0303 | 178635.0597 | 187542.1988 | 189609.2317 | 189903.7062 | 190814.467 | 191672.9934 | 192454.9575 | 193335.1703 | 194302.6668 | 195299.1822 | 196259.2363 | 197309.7658 | 198456.3331 | 199702.1167 | 200932.317 | 202108.149 | 203377.2633 | 204653.8932 | 206120.0608 | 207371.8403 | 208776.6864 | 210330.5353 | 211706.7609 | 213057.6366 | 214723.8009
11 | Sales | 0.059446 |  | 222585.0844 | 230108.6472 | 227473.5106 | 166263.4117 | 190140.194 | 199621.0045 | 201821.1664 | 202134.6067 | 203104.0259 | 204017.8463 | 204850.1734 | 205787.077 | 206816.886 | 207877.5827 | 208899.4698 | 210017.6596 | 211238.0725 | 212564.0918 | 213873.5241 | 215125.0864 | 216475.9391 | 217834.7914 | 219395.3887 | 220727.79 | 222223.1164 | 223877.0421 | 225341.9047 | 226779.7846 | 228553.2596
| Total |  |  | 3744308.0541 | 3870868.8118 | 3826540.7591 | 2796869.4914 | 3198522.7672 | 3358008.1844 | 3395019.1264 | 3400291.7943 | 3416599.284 | 3431971.4972 | 3445972.8352 | 3461733.3508 | 3479056.7127 | 3496899.6668 | 3514089.7679 | 3532899.8637 | 3553429.5494 | 3575735.7374 | 3597762.9013 | 3618816.58 | 3641540.5133 | 3664399.0154 | 3690651.2548 | 3713064.8011 | 3738219.0589 | 3766041.2621 | 3790683.0598 | 3814870.9575 | 3844704.2092
Depreciation
| Deilivery Service | Functional Allocation |  | 2017 | 2018 | 2019 | 2020 | 2021 | 2022 | 2023 | 2024 | 2025 | 2026 | 2027 | 2028 | 2029 | 2030 | 2031 | 2032 | 2033 | 2034 | 2035 | 2036 | 2037 | 2038 | 2039 | 2040 | 2041 | 2042 | 2043 | 2044 | 2045
1 | Transmission Capacity | 0.077226 |  | 101760.9649 | 102200.5737 | 115918.3552 | 118678.4672 | 121013.9506 | 122303.9466 | 142055.012 | 152391.269 | 154741.9038 | 156332.8822 | 159701.1698 | 167180.6145 | 174660.0591 | 182139.5038 | 189618.9484 | 197098.393 | 204577.8377 | 212057.2823 | 219536.727 | 227016.1716 | 234495.6162 | 241975.0609 | 249454.5055 | 256933.9502 | 264413.3948 | 271892.8394 | 279372.2841 | 286851.7287 | 294331.1734
2 | Storage Propane Air | 0.0075315 |  | 9924.3308 | 9967.2041 | 11305.0432 | 11574.2257 | 11801.9958 | 11927.8039 | 13854.0445 | 14862.0974 | 15091.3452 | 15246.5068 | 15575.0021 | 16304.4418 | 17033.8814 | 17763.3211 | 18492.7607 | 19222.2004 | 19951.6401 | 20681.0797 | 21410.5194 | 22139.959 | 22869.3987 | 23598.8383 | 24328.278 | 25057.7176 | 25787.1573 | 26516.5969 | 27246.0366 | 27975.4763 | 28704.9159
3 | Storage Holders | 0.081508 |  | 107403.2437 | 107867.2272 | 122345.6103 | 125258.7605 | 127723.7381 | 129085.2598 | 149931.4505 | 160840.8158 | 163321.7848 | 165000.9772 | 168556.0243 | 176450.1771 | 184344.33 | 192238.4829 | 200132.6358 | 208026.7887 | 215920.9416 | 223815.0945 | 231709.2474 | 239603.4003 | 247497.5532 | 255391.7061 | 263285.859 | 271180.0119 | 279074.1648 | 286968.3177 | 294862.4706 | 302756.6235 | 310650.7763
4 | Distribution Mains | 0.39651 |  | 522478.4984 | 524735.6127 | 595167.7859 | 609339.2234 | 621330.4605 | 627953.7784 | 729363.0659 | 782433.2395 | 794502.2694 | 802670.9421 | 819964.9788 | 858367.2188 | 896769.4589 | 935171.699 | 973573.9391 | 1011976.1791 | 1050378.4192 | 1088780.6593 | 1127182.8994 | 1165585.1395 | 1203987.3795 | 1242389.6196 | 1280791.8597 | 1319194.0998 | 1357596.3398 | 1395998.5799 | 1434400.82 | 1472803.0601 | 1511205.3002
5 | Distribution Services | 0.20538 |  | 270632.7071 | 271801.8441 | 308284.2061 | 315624.7082 | 321835.913 | 325266.6502 | 377794.496 | 405283.7129 | 411535.2127 | 415766.4107 | 424724.3525 | 444615.893 | 464507.4334 | 484398.9739 | 504290.5144 | 524182.0548 | 544073.5953 | 563965.1357 | 583856.6762 | 603748.2167 | 623639.7571 | 643531.2976 | 663422.838 | 683314.3785 | 703205.919 | 723097.4594 | 742988.9999 | 762880.5404 | 782772.0808
6 | Meters and Regulators | 0.14957 |  | 197094.2953 | 197945.7454 | 224514.8379 | 229860.722 | 234384.1702 | 236882.681 | 275137.2544 | 295156.8887 | 299709.6826 | 302791.1468 | 309314.9674 | 323801.4246 | 338287.8819 | 352774.3392 | 367260.7965 | 381747.2538 | 396233.7111 | 410720.1683 | 425206.6256 | 439693.0829 | 454179.5402 | 468665.9975 | 483152.4547 | 497638.912 | 512125.3693 | 526611.8266 | 541098.2839 | 555584.7411 | 570071.1984
7 | Meter Reading | 0.038428 |  | 50636.5038 | 50855.2542 | 57681.2557 | 59054.6941 | 60216.8363 | 60858.7415 | 70686.9197 | 75830.2664 | 76999.948 | 77791.6227 | 79467.6908 | 83189.4807 | 86911.2705 | 90633.0604 | 94354.8502 | 98076.6401 | 101798.4299 | 105520.2198 | 109242.0097 | 112963.7995 | 116685.5894 | 120407.3792 | 124129.1691 | 127850.9589 | 131572.7488 | 135294.5387 | 139016.3285 | 142738.1184 | 146459.9082
8 | Billing | 0.0037258 |  | 4909.5237 | 4930.7329 | 5592.5561 | 5725.7195 | 5838.3964 | 5900.6331 | 6853.5361 | 7352.2155 | 7465.6234 | 7542.3812 | 7704.8864 | 8065.737 | 8426.5877 | 8787.4383 | 9148.289 | 9509.1396 | 9869.9903 | 10230.8409 | 10591.6916 | 10952.5423 | 11313.3929 | 11674.2436 | 12035.0942 | 12395.9449 | 12756.7955 | 13117.6462 | 13478.4968 | 13839.3475 | 14200.1981
9 | Uncollectible Accounts | 4.0626e-06 |  | 5.3533 | 5.3764 | 6.098 | 6.2432 | 6.3661 | 6.4339 | 7.473 | 8.0167 | 8.1404 | 8.2241 | 8.4013 | 8.7947 | 9.1882 | 9.5817 | 9.9751 | 10.3686 | 10.7621 | 11.1555 | 11.549 | 11.9425 | 12.3359 | 12.7294 | 13.1229 | 13.5163 | 13.9098 | 14.3032 | 14.6967 | 15.0902 | 15.4836
10 | Other | 0.023551 |  | 31033.7251 | 31167.7913 | 35351.2605 | 36193.0032 | 36905.2483 | 37298.6544 | 43322.0754 | 46474.2916 | 47191.1574 | 47676.3531 | 48703.5693 | 50984.5523 | 53265.5353 | 55546.5183 | 57827.5013 | 60108.4843 | 62389.4672 | 64670.4502 | 66951.4332 | 69232.4162 | 71513.3992 | 73794.3821 | 76075.3651 | 78356.3481 | 80637.3311 | 82918.3141 | 85199.2971 | 87480.28 | 89761.263
11 | Sales | 0.016563 |  | 21824.903 | 21919.1869 | 24861.2704 | 25453.2378 | 25954.1342 | 26230.8025 | 30466.8579 | 32683.6982 | 33187.8442 | 33529.0649 | 34251.4691 | 35855.6024 | 37459.7357 | 39063.8691 | 40668.0024 | 42272.1357 | 43876.269 | 45480.4023 | 47084.5356 | 48688.6689 | 50292.8023 | 51896.9356 | 53501.0689 | 55105.2022 | 56709.3355 | 58313.4688 | 59917.6021 | 61521.7355 | 63125.8688
| Total |  |  | 1317704.0492 | 1323396.5489 | 1501028.2793 | 1536769.0048 | 1567011.2095 | 1583715.3854 | 1839472.1854 | 1973316.5118 | 2003754.9118 | 2024356.5118 | 2067972.5118 | 2164823.9371 | 2261675.3623 | 2358526.7876 | 2455378.2129 | 2552229.6382 | 2649081.0635 | 2745932.4887 | 2842783.914 | 2939635.3393 | 3036486.7646 | 3133338.1899 | 3230189.6151 | 3327041.0404 | 3423892.4657 | 3520743.891 | 3617595.3163 | 3714446.7415 | 3811298.1668
Other Items
| Deilivery Service | Functional Allocation |  | 2017 | 2018 | 2019 | 2020 | 2021 | 2022 | 2023 | 2024 | 2025 | 2026 | 2027 | 2028 | 2029 | 2030 | 2031 | 2032 | 2033 | 2034 | 2035 | 2036 | 2037 | 2038 | 2039 | 2040 | 2041 | 2042 | 2043 | 2044 | 2045
1 | Transmission Capacity | 0 |  | 0 | 0 | 0 | 0 | 0 | 0 | 0 | 0 | 0 | 0 | 0 | 0 | 0 | 0 | 0 | 0 | 0 | 0 | 0 | 0 | 0 | 0 | 0 | 0 | 0 | 0 | 0 | 0 | 0
2 | Storage Propane Air | 0 |  | 0 | 0 | 0 | 0 | 0 | 0 | 0 | 0 | 0 | 0 | 0 | 0 | 0 | 0 | 0 | 0 | 0 | 0 | 0 | 0 | 0 | 0 | 0 | 0 | 0 | 0 | 0 | 0 | 0
3 | Storage Holders | 0 |  | 0 | 0 | 0 | 0 | 0 | 0 | 0 | 0 | 0 | 0 | 0 | 0 | 0 | 0 | 0 | 0 | 0 | 0 | 0 | 0 | 0 | 0 | 0 | 0 | 0 | 0 | 0 | 0 | 0
4 | Distribution Mains | 0 |  | 0 | 0 | 0 | 0 | 0 | 0 | 0 | 0 | 0 | 0 | 0 | 0 | 0 | 0 | 0 | 0 | 0 | 0 | 0 | 0 | 0 | 0 | 0 | 0 | 0 | 0 | 0 | 0 | 0
5 | Distribution Services | 0.89299 |  | 0 | 0 | 0 | 0 | 0 | 0 | 0 | 0 | 0 | 0 | 0 | 0 | 0 | 0 | 0 | 0 | 0 | 0 | 0 | 0 | 0 | 0 | 0 | 0 | 0 | 0 | 0 | 0 | 0
6 | Meters and Regulators | 0 |  | 0 | 0 | 0 | 0 | 0 | 0 | 0 | 0 | 0 | 0 | 0 | 0 | 0 | 0 | 0 | 0 | 0 | 0 | 0 | 0 | 0 | 0 | 0 | 0 | 0 | 0 | 0 | 0 | 0
7 | Meter Reading | 0 |  | 0 | 0 | 0 | 0 | 0 | 0 | 0 | 0 | 0 | 0 | 0 | 0 | 0 | 0 | 0 | 0 | 0 | 0 | 0 | 0 | 0 | 0 | 0 | 0 | 0 | 0 | 0 | 0 | 0
8 | Billing | 0 |  | 0 | 0 | 0 | 0 | 0 | 0 | 0 | 0 | 0 | 0 | 0 | 0 | 0 | 0 | 0 | 0 | 0 | 0 | 0 | 0 | 0 | 0 | 0 | 0 | 0 | 0 | 0 | 0 | 0
9 | Uncollectible Accounts | 0.10701 |  | 0 | 0 | 0 | 0 | 0 | 0 | 0 | 0 | 0 | 0 | 0 | 0 | 0 | 0 | 0 | 0 | 0 | 0 | 0 | 0 | 0 | 0 | 0 | 0 | 0 | 0 | 0 | 0 | 0
10 | Other | 0 |  | 0 | 0 | 0 | 0 | 0 | 0 | 0 | 0 | 0 | 0 | 0 | 0 | 0 | 0 | 0 | 0 | 0 | 0 | 0 | 0 | 0 | 0 | 0 | 0 | 0 | 0 | 0 | 0 | 0
11 | Sales | 0 |  | 0 | 0 | 0 | 0 | 0 | 0 | 0 | 0 | 0 | 0 | 0 | 0 | 0 | 0 | 0 | 0 | 0 | 0 | 0 | 0 | 0 | 0 | 0 | 0 | 0 | 0 | 0 | 0 | 0
| Total |  |  | 0 | 0 | 0 | 0 | 0 | 0 | 0 | 0 | 0 | 0 | 0 | 0 | 0 | 0 | 0 | 0 | 0 | 0 | 0 | 0 | 0 | 0 | 0 | 0 | 0 | 0 | 0 | 0 | 0
Taxes Other Than Income
| Deilivery Service | Functional Allocation |  | 2017 | 2018 | 2019 | 2020 | 2021 | 2022 | 2023 | 2024 | 2025 | 2026 | 2027 | 2028 | 2029 | 2030 | 2031 | 2032 | 2033 | 2034 | 2035 | 2036 | 2037 | 2038 | 2039 | 2040 | 2041 | 2042 | 2043 | 2044 | 2045
1 | Transmission Capacity | 0.063553 |  | 181004.1119 | 184624.1941 | 188316.678 | 192083.0116 | 195924.6718 | 199843.1652 | 203840.0285 | 207916.8291 | 212075.1657 | 216316.669 | 220643.0024 | 225055.8624 | 229556.9797 | 234148.1193 | 238831.0816 | 243607.7033 | 248479.8573 | 253449.4545 | 258518.4436 | 263688.8124 | 268962.5887 | 274341.8405 | 279828.6773 | 285425.2508 | 291133.7558 | 296956.431 | 302895.5596 | 308953.4708 | 315132.5402
2 | Storage Propane Air | 0.018533 |  | 52782.2847 | 53837.9304 | 54914.6891 | 56012.9828 | 57133.2425 | 58275.9073 | 59441.4255 | 60630.254 | 61842.8591 | 63079.7163 | 64341.3106 | 65628.1368 | 66940.6995 | 68279.5135 | 69645.1038 | 71038.0059 | 72458.766 | 73907.9413 | 75386.1001 | 76893.8221 | 78431.6986 | 80000.3325 | 81600.3392 | 83232.346 | 84896.9929 | 86594.9328 | 88326.8314 | 90093.368 | 91895.2354
3 | Storage Holders | 0.04615 |  | 131437.1682 | 134065.9116 | 136747.2298 | 139482.1744 | 142271.8179 | 145117.2543 | 148019.5994 | 150979.9913 | 153999.5912 | 157079.583 | 160221.1747 | 163425.5981 | 166694.1101 | 170027.9923 | 173428.5522 | 176897.1232 | 180435.0657 | 184043.767 | 187724.6423 | 191479.1352 | 195308.7179 | 199214.8922 | 203199.1901 | 207263.1739 | 211408.4374 | 215636.6061 | 219949.3382 | 224348.325 | 228835.2915
4 | Distribution Mains | 0.41493 |  | 1181733.8682 | 1205368.5455 | 1229475.9164 | 1254065.4348 | 1279146.7434 | 1304729.6783 | 1330824.2719 | 1357440.7573 | 1384589.5725 | 1412281.3639 | 1440526.9912 | 1469337.531 | 1498724.2816 | 1528698.7673 | 1559272.7426 | 1590458.1975 | 1622267.3614 | 1654712.7086 | 1687806.9628 | 1721563.1021 | 1755994.3641 | 1791114.2514 | 1826936.5364 | 1863475.2672 | 1900744.7725 | 1938759.6679 | 1977534.8613 | 2017085.5585 | 2057427.2697
5 | Distribution Services | 0.18191 |  | 518086.5851 | 528448.3168 | 539017.2831 | 549797.6288 | 560793.5813 | 572009.453 | 583449.642 | 595118.6349 | 607021.0076 | 619161.4277 | 631544.6563 | 644175.5494 | 657059.0604 | 670200.2416 | 683604.2464 | 697276.3313 | 711221.858 | 725446.2951 | 739955.221 | 754754.3255 | 769849.412 | 785246.4002 | 800951.3282 | 816970.3548 | 833309.7619 | 849975.9571 | 866975.4762 | 884314.9858 | 902001.2855
6 | Meters and Regulators | 0.16276 |  | 463560.0227 | 472831.2232 | 482287.8476 | 491933.6046 | 501772.2767 | 511807.7222 | 522043.8766 | 532484.7542 | 543134.4493 | 553997.1382 | 565077.081 | 576378.6226 | 587906.1951 | 599664.319 | 611657.6054 | 623890.7575 | 636368.5726 | 649095.9441 | 662077.863 | 675319.4202 | 688825.8086 | 702602.3248 | 716654.3713 | 730987.4587 | 745607.2079 | 760519.352 | 775729.7391 | 791244.3339 | 807069.2205
7 | Meter Reading | 0.035005 |  | 99696.1445 | 101690.0674 | 103723.8687 | 105798.3461 | 107914.313 | 110072.5993 | 112274.0513 | 114519.5323 | 116809.923 | 119146.1214 | 121529.0438 | 123959.6247 | 126438.8172 | 128967.5936 | 131546.9454 | 134177.8843 | 136861.442 | 139598.6709 | 142390.6443 | 145238.4572 | 148143.2263 | 151106.0908 | 154128.2127 | 157210.7769 | 160354.9925 | 163562.0923 | 166833.3341 | 170170.0008 | 173573.4008
8 | Billing | 0.012533 |  | 35694.2358 | 36408.1205 | 37136.2829 | 37879.0086 | 38636.5888 | 39409.3205 | 40197.507 | 41001.4571 | 41821.4862 | 42657.916 | 43511.0743 | 44381.2958 | 45268.9217 | 46174.3001 | 47097.7861 | 48039.7418 | 49000.5367 | 49980.5474 | 50980.1584 | 51999.7615 | 53039.7568 | 54100.5519 | 55182.5629 | 56286.2142 | 57411.9385 | 58560.1772 | 59731.3808 | 60926.0084 | 62144.5286
9 | Uncollectible Accounts | 1.3666e-05 |  | 38.9204 | 39.6988 | 40.4927 | 41.3026 | 42.1287 | 42.9712 | 43.8307 | 44.7073 | 45.6014 | 46.5134 | 47.4437 | 48.3926 | 49.3604 | 50.3476 | 51.3546 | 52.3817 | 53.4293 | 54.4979 | 55.5879 | 56.6996 | 57.8336 | 58.9903 | 60.1701 | 61.3735 | 62.601 | 63.853 | 65.13 | 66.4326 | 67.7613
10 | Other | 0.032093 |  | 91401.8896 | 93229.9274 | 95094.5259 | 96996.4164 | 98936.3448 | 100915.0717 | 102933.3731 | 104992.0406 | 107091.8814 | 109233.719 | 111418.3934 | 113646.7612 | 115919.6965 | 118238.0904 | 120602.8522 | 123014.9092 | 125475.2074 | 127984.7116 | 130544.4058 | 133155.2939 | 135818.3998 | 138534.7678 | 141305.4632 | 144131.5724 | 147014.2039 | 149954.4879 | 152953.5777 | 156012.6493 | 159132.9022
11 | Sales | 0.032524 |  | 92630.4214 | 94483.0299 | 96372.6905 | 98300.1443 | 100266.1472 | 102271.4701 | 104316.8995 | 106403.2375 | 108531.3022 | 110701.9283 | 112915.9669 | 115174.2862 | 117477.7719 | 119827.3274 | 122223.8739 | 124668.3514 | 127161.7184 | 129704.9528 | 132299.0518 | 134945.0329 | 137643.9335 | 140396.8122 | 143204.7484 | 146068.8434 | 148990.2203 | 151970.0247 | 155009.4252 | 158109.6137 | 161271.806
| Total |  |  | 2848065.6525 | 2905026.9655 | 2963127.5048 | 3022390.0549 | 3082837.856 | 3144494.6131 | 3207384.5054 | 3271532.1955 | 3336962.8394 | 3403702.0962 | 3471776.1381 | 3541211.6609 | 3612035.8941 | 3684276.612 | 3757962.1442 | 3833121.3871 | 3909783.8149 | 3987979.4912 | 4067739.081 | 4149093.8626 | 4232075.7399 | 4316717.2547 | 4403051.5997 | 4491112.6317 | 4580934.8844 | 4672553.5821 | 4766004.6537 | 4861324.7468 | 4958551.2417
Income Tax
| Deilivery Service | Functional Allocation |  | 2017 | 2018 | 2019 | 2020 | 2021 | 2022 | 2023 | 2024 | 2025 | 2026 | 2027 | 2028 | 2029 | 2030 | 2031 | 2032 | 2033 | 2034 | 2035 | 2036 | 2037 | 2038 | 2039 | 2040 | 2041 | 2042 | 2043 | 2044 | 2045
1 | Transmission Capacity | 0.10418 |  | 25275.5813 | 23047.0654 | 29302.5089 | 28209.3832 | 26776.5252 | 24617.2088 | 34236.6716 | 37345.8209 | 35091.1879 | 32292.5853 | 30591.7896 | 31438.0616 | 32099.8661 | 32577.2029 | 32870.0721 | 32978.4738 | 32902.4079 | 32641.8743 | 32196.8732 | 31567.4045 | 30753.4683 | 29755.0644 | 28572.1929 | 27204.8539 | 25653.0472 | 23916.773 | 21996.0312 | 19890.8218 | 17601.1448
2 | Storage Propane Air | 0.040275 |  | 9771.409 | 8909.8763 | 11328.1984 | 10905.6017 | 10351.6662 | 9516.8856 | 13235.7202 | 14437.7012 | 13566.0718 | 12484.1465 | 11826.6277 | 12153.7921 | 12409.6422 | 12594.1782 | 12707.3999 | 12749.3074 | 12719.9007 | 12619.1798 | 12447.1447 | 12203.7954 | 11889.1318 | 11503.154 | 11045.862 | 10517.2558 | 9917.3354 | 9246.1008 | 8503.5519 | 7689.6888 | 6804.5116
3 | Storage Holders | 0.11594 |  | 28127.981 | 25647.9727 | 32609.3554 | 31392.8683 | 29798.3094 | 27395.3098 | 38100.3482 | 41560.3712 | 39051.2984 | 35936.8679 | 34044.134 | 34985.9095 | 35722.3999 | 36253.6051 | 36579.5253 | 36700.1603 | 36615.5101 | 36325.5749 | 35830.3545 | 35129.849 | 34224.0584 | 33112.9827 | 31796.6218 | 30274.9758 | 28548.0447 | 26615.8285 | 24478.3271 | 22135.5406 | 19587.469
4 | Distribution Mains | 0.44812 |  | 108720.9283 | 99135.1426 | 126042.4415 | 121340.4473 | 115177.1207 | 105888.9908 | 147266.355 | 160640.1164 | 150941.9898 | 138904.0203 | 131588.1812 | 135228.3538 | 138075.0536 | 140128.2805 | 141388.0346 | 141854.3158 | 141527.1242 | 140406.4597 | 138492.3224 | 135784.7122 | 132283.6292 | 127989.0733 | 122901.0446 | 117019.543 | 110344.5685 | 102876.1213 | 94614.2011 | 85558.8081 | 75709.9423
5 | Distribution Services | 0.19004 |  | 46107.2534 | 42042.0356 | 53453.1012 | 51459.0413 | 48845.2478 | 44906.2623 | 62453.9107 | 68125.5639 | 64012.7037 | 58907.5439 | 55804.9835 | 57348.7375 | 58555.989 | 59426.7381 | 59960.9848 | 60158.7292 | 60019.9711 | 59544.7106 | 58732.9477 | 57584.6824 | 56099.9147 | 54278.6446 | 52120.8721 | 49626.5972 | 46795.8199 | 43628.5402 | 40124.7581 | 36284.4735 | 32107.6866
6 | Meters and Regulators | 0.09458 |  | 22946.8317 | 20923.6387 | 26602.7409 | 25610.3297 | 24309.487 | 22349.1179 | 31082.2977 | 33904.9874 | 31858.0837 | 29317.3285 | 27773.2345 | 28541.5358 | 29142.3653 | 29575.723 | 29841.609 | 29940.0231 | 29870.9655 | 29634.436 | 29230.4348 | 28658.9618 | 27920.017 | 27013.6005 | 25939.7121 | 24698.352 | 23289.52 | 21713.2163 | 19969.4408 | 18058.1936 | 15979.4745
7 | Meter Reading | 0.0067348 |  | 1633.9896 | 1489.9228 | 1894.3183 | 1823.651 | 1731.0211 | 1591.4278 | 2213.2969 | 2414.294 | 2268.5388 | 2087.6176 | 1977.6664 | 2032.3753 | 2075.1589 | 2106.0173 | 2124.9504 | 2131.9583 | 2127.0408 | 2110.1981 | 2081.4302 | 2040.7369 | 1988.1184 | 1923.5746 | 1847.1056 | 1758.7112 | 1658.3917 | 1546.1468 | 1421.9767 | 1285.8813 | 1137.8606
8 | Billing | 0.00060347 |  | 146.4118 | 133.5029 | 169.7383 | 163.4062 | 155.1062 | 142.5981 | 198.32 | 216.3301 | 203.2699 | 187.0586 | 177.2066 | 182.1087 | 185.9423 | 188.7073 | 190.4038 | 191.0317 | 190.5911 | 189.0819 | 186.5042 | 182.8579 | 178.1431 | 172.3597 | 165.5078 | 157.5873 | 148.5983 | 138.5407 | 127.4146 | 115.2199 | 101.9567
9 | Uncollectible Accounts | -0.007359 |  | -1785.4274 | -1628.0086 | -2069.8833 | -1992.6666 | -1891.4518 | -1738.921 | -2418.4248 | -2638.0502 | -2478.7865 | -2281.0976 | -2160.9561 | -2220.7354 | -2267.4842 | -2301.2025 | -2321.8904 | -2329.5477 | -2324.1745 | -2305.7708 | -2274.3366 | -2229.872 | -2172.3768 | -2101.8511 | -2018.2949 | -1921.7082 | -1812.091 | -1689.4433 | -1553.7652 | -1405.0565 | -1243.3173
10 | Other | 0.0040734 |  | 988.269 | 901.1346 | 1145.7209 | 1102.9799 | 1046.9555 | 962.5268 | 1338.6454 | 1460.2124 | 1372.0568 | 1262.6321 | 1196.1314 | 1229.2205 | 1255.0968 | 1273.7606 | 1285.2117 | 1289.4502 | 1286.476 | 1276.2892 | 1258.8898 | 1234.2777 | 1202.453 | 1163.4157 | 1117.1657 | 1063.7031 | 1003.0278 | 935.1399 | 860.0394 | 777.7262 | 688.2004
11 | Sales | 0.0028217 |  | 684.5827 | 624.2239 | 793.651 | 764.0439 | 725.2353 | 666.7508 | 927.2915 | 1011.502 | 950.4359 | 874.6364 | 828.5708 | 851.4919 | 869.4167 | 882.3452 | 890.2775 | 893.2135 | 891.1533 | 884.0968 | 872.0441 | 854.9951 | 832.9498 | 805.9083 | 773.8705 | 736.8365 | 694.8062 | 647.7797 | 595.7569 | 538.7378 | 476.7225
| Total |  |  | 242617.8103 | 221226.5069 | 281271.8915 | 270779.086 | 257025.2226 | 236298.1577 | 328634.4325 | 358478.8493 | 336836.8501 | 309973.3397 | 293647.5697 | 301770.8513 | 308123.4466 | 312705.3558 | 315516.5788 | 316557.1156 | 315826.9663 | 313326.1307 | 309054.609 | 303012.4011 | 295199.507 | 285615.9267 | 274261.6603 | 261136.7076 | 246241.0688 | 229574.7438 | 211137.7326 | 190930.0352 | 168951.6517
Return
| Deilivery Service | Functional Allocation |  | 2017 | 2018 | 2019 | 2020 | 2021 | 2022 | 2023 | 2024 | 2025 | 2026 | 2027 | 2028 | 2029 | 2030 | 2031 | 2032 | 2033 | 2034 | 2035 | 2036 | 2037 | 2038 | 2039 | 2040 | 2041 | 2042 | 2043 | 2044 | 2045
1 | Transmission Capacity | 0.10418 |  | 98157.5971 | 89503.1668 | 113796.1511 | 109551.0029 | 103986.5054 | 95600.8107 | 132957.9481 | 145032.3141 | 136276.458 | 125408.0982 | 118803.0665 | 122089.5597 | 124659.674 | 126513.4093 | 127650.7656 | 128071.7429 | 127776.3412 | 126764.5606 | 125036.4009 | 122591.8623 | 119430.9447 | 115553.6481 | 110959.9725 | 105649.9179 | 99623.4843 | 92880.6718 | 85421.4803 | 77245.9097 | 68353.9602
2 | Storage Propane Air | 0.040275 |  | 37947.2195 | 34601.4615 | 43993.0036 | 42351.8512 | 40200.6453 | 36958.7791 | 51400.8552 | 56068.7427 | 52683.774 | 48482.1223 | 45928.6512 | 47199.1925 | 48192.7854 | 48909.4298 | 49349.1259 | 49511.8736 | 49397.6728 | 49006.5236 | 48338.4261 | 47393.3801 | 46171.3857 | 44672.4428 | 42896.5516 | 40843.712 | 38513.9239 | 35907.1874 | 33023.5026 | 29862.8693 | 26425.2876
3 | Storage Holders | 0.11594 |  | 109234.8775 | 99603.7775 | 126638.2735 | 121914.0518 | 115721.5898 | 106389.5527 | 147962.5174 | 161399.4997 | 151655.5277 | 139560.652 | 132210.2292 | 135867.6098 | 138727.7666 | 140790.6996 | 142056.4088 | 142524.8942 | 142196.1559 | 141070.1938 | 139147.0079 | 136426.5982 | 132908.9647 | 128594.1075 | 123482.0264 | 117572.7216 | 110866.193 | 103362.4407 | 95061.4645 | 85963.2646 | 76067.8408
4 | Distribution Mains | 0.44812 |  | 422217.1974 | 384990.8449 | 489485.2097 | 471225.0379 | 447289.789 | 411219.3816 | 571908.1749 | 623845.1122 | 586182.4846 | 539433.0886 | 511022.063 | 525158.6557 | 536213.8005 | 544187.4973 | 549079.7461 | 550890.5469 | 549619.8998 | 545267.8048 | 537834.2617 | 527319.2707 | 513722.8318 | 497044.9449 | 477285.61 | 454444.8271 | 428522.5963 | 399518.9175 | 367433.7908 | 332267.2161 | 294019.1934
5 | Distribution Services | 0.19004 |  | 179057.2947 | 163270.0411 | 207584.8591 | 199840.9373 | 189690.2827 | 174393.2517 | 242539.4589 | 264565.2967 | 248593.024 | 228767.1608 | 216718.3826 | 222713.5435 | 227401.899 | 230783.449 | 232858.1936 | 233626.1327 | 233087.2664 | 231241.5946 | 228089.1174 | 223629.8347 | 217863.7465 | 210790.8529 | 202411.1539 | 192724.6494 | 181731.3394 | 169431.224 | 155824.3031 | 140910.5768 | 124690.045
6 | Meters and Regulators | 0.09458 |  | 89113.9094 | 81256.8495 | 103311.6152 | 99457.591 | 94405.7749 | 86792.6909 | 120707.9521 | 131669.8541 | 123720.7132 | 113853.7029 | 107857.2215 | 110840.9158 | 113174.2343 | 114857.1768 | 115889.7435 | 116271.9344 | 116003.7493 | 115085.1885 | 113516.2517 | 111296.9391 | 108427.2506 | 104907.1862 | 100736.746 | 95915.93 | 90444.738 | 84323.1702 | 77551.2265 | 70128.907 | 62056.2116
7 | Meter Reading | 0.0067348 |  | 6345.5908 | 5786.1081 | 7356.5759 | 7082.1399 | 6722.412 | 6180.3023 | 8595.3279 | 9375.899 | 8809.8595 | 8107.253 | 7680.2577 | 7892.7196 | 8058.8696 | 8178.708 | 8252.2346 | 8279.4495 | 8260.3527 | 8194.9442 | 8083.2239 | 7925.1919 | 7720.8482 | 7470.1927 | 7173.2255 | 6829.9466 | 6440.356 | 6004.4536 | 5522.2395 | 4993.7137 | 4418.8761
8 | Billing | 0.00060347 |  | 568.5895 | 518.4577 | 659.1777 | 634.5872 | 602.3542 | 553.7791 | 770.1747 | 840.1169 | 789.3976 | 726.4413 | 688.1809 | 707.2183 | 722.106 | 732.844 | 739.4322 | 741.8708 | 740.1596 | 734.2988 | 724.2882 | 710.1279 | 691.8179 | 669.3582 | 642.7488 | 611.9897 | 577.0809 | 538.0223 | 494.8141 | 447.4561 | 395.9484
9 | Uncollectible Accounts | -0.007359 |  | -6933.6988 | -6322.3634 | -8038.3817 | -7738.5111 | -7345.4437 | -6753.0914 | -9391.941 | -10244.8553 | -9626.3553 | -8858.6314 | -8392.0623 | -8624.2151 | -8805.7639 | -8936.7089 | -9017.0499 | -9046.7871 | -9025.9204 | -8954.4498 | -8832.3753 | -8659.6969 | -8436.4147 | -8162.5285 | -7838.0385 | -7462.9445 | -7037.2467 | -6560.945 | -6034.0394 | -5456.5299 | -4828.4166
10 | Other | 0.0040734 |  | 3837.9378 | 3499.5517 | 4449.4014 | 4283.4172 | 4065.8467 | 3737.9681 | 5198.623 | 5670.7277 | 5328.3759 | 4903.4257 | 4645.1706 | 4773.6717 | 4874.1625 | 4946.6431 | 4991.1134 | 5007.5735 | 4996.0234 | 4956.463 | 4888.8924 | 4793.3116 | 4669.7205 | 4518.1191 | 4338.5075 | 4130.8857 | 3895.2536 | 3631.6113 | 3339.9588 | 3020.296 | 2672.623
11 | Sales | 0.0028217 |  | 2658.5735 | 2424.1704 | 3082.1397 | 2967.1609 | 2816.4479 | 2589.3235 | 3601.1321 | 3928.1632 | 3691.0131 | 3396.6463 | 3217.7507 | 3306.7645 | 3376.3754 | 3426.5834 | 3457.3884 | 3468.7905 | 3460.7896 | 3433.3858 | 3386.579 | 3320.3693 | 3234.7566 | 3129.7411 | 3005.3225 | 2861.501 | 2698.2766 | 2515.6493 | 2313.619 | 2092.1857 | 1851.3496
| Total |  |  | 942205.0884 | 859132.0658 | 1092318.0252 | 1051569.2662 | 998156.2044 | 917662.7484 | 1276250.2233 | 1392150.8709 | 1308104.2722 | 1203779.9599 | 1140378.9115 | 1171925.636 | 1196595.9093 | 1214389.7314 | 1225307.1022 | 1229348.0219 | 1226512.4904 | 1216800.5077 | 1200212.0738 | 1176747.1888 | 1146405.8525 | 1109188.065 | 1065093.8263 | 1014123.1364 | 956275.9954 | 891552.4031 | 819952.3597 | 741475.865 | 656122.9192
| Allocation Units (Factors) | Capacity |  | 2017 | 2018 | 2019 | 2020 | 2021 | 2022 | 2023 | 2024 | 2025 | 2026 | 2027 | 2028 | 2029 | 2030 | 2031 | 2032 | 2033 | 2034 | 2035 | 2036 | 2037 | 2038 | 2039 | 2040 | 2041 | 2042 | 2043 | 2044 | 2045
| Rate 10 - - General Service | 1 |  | 321451 | 271621.88 | 272808.63 | 244757.59 | 264537.8 | 277728.2396 | 280789.2756 | 281225.3581 | 282574.0893 | 283845.4673 | 285003.4654 | 286306.9584 | 287739.7086 | 289215.4323 | 290637.1609 | 292192.8733 | 293890.8064 | 295735.6674 | 297557.4514 | 299298.7221 | 301178.1332 | 303068.674 | 305239.8981 | 307093.6383 | 309174.0524 | 311475.1223 | 313513.1528 | 315513.643 | 317981.0391
| Rate 20 - - Residential | 1 |  | 3549137 | 3729335.32 | 3564633.68 | 3757438.5 | 3727069.27 | 3912909.1845 | 3956036.076 | 3962180.0369 | 3981182.2914 | 3999094.7177 | 4015409.7357 | 4033774.6303 | 4053960.6269 | 4074752.0768 | 4094782.7916 | 4116701.2006 | 4140623.3567 | 4166615.5768 | 4192282.6649 | 4216815.4022 | 4243294.3989 | 4269930.2013 | 4300520.5463 | 4326637.8654 | 4355948.7904 | 4388368.5311 | 4417082.3135 | 4445267.1904 | 4480030.2994
| Rate 30 - - Multi Family | 1 |  | 2370871 | 2486508.16 | 2454071.93 | 2427335.31 | 2521445.21 | 2647170.0432 | 2676346.3439 | 2680502.87 | 2693358.3176 | 2705476.4722 | 2716513.9445 | 2728938.204 | 2742594.4794 | 2756660.3574 | 2770211.5813 | 2785039.8721 | 2801223.7425 | 2818808.0572 | 2836172.4128 | 2852769.355 | 2870682.9848 | 2888702.6973 | 2909397.7456 | 2927066.6925 | 2946896.1849 | 2968828.8601 | 2988254.3722 | 3007322.068 | 3030840.0839
| Rate 50 - - Commercial | 1 |  | 13737518 | 14096762.9 | 13764579.86 | 9968477.46 | 11491760.7 | 12064765.2971 | 12197739.4603 | 12216683.2799 | 12275273.38 | 12330503.187 | 12380807.6673 | 12437432.5806 | 12499672.5408 | 12563779.3093 | 12625540.4853 | 12693122.0333 | 12766881.7821 | 12847024.2083 | 12926164.147 | 13001806.5156 | 13083449.8312 | 13165576.63 | 13259896.5629 | 13340424.7097 | 13430799.777 | 13530760.3292 | 13619294.2126 | 13706197.3093 | 13813383.224
| Rate 55 - - Large Industrial | 1 |  | 143907 | 145101.37 | 164003.56 | 284823.26 | 369423.56 | 387843.8355 | 392118.532 | 392727.5155 | 394611.0009 | 396386.4636 | 398003.5926 | 399823.9035 | 401824.7203 | 403885.549 | 405870.9744 | 408043.5063 | 410414.6476 | 412990.9717 | 415535.0691 | 417966.7307 | 420591.3036 | 423231.419 | 426263.5049 | 428852.2287 | 431757.4997 | 434970.9136 | 437816.9964 | 440610.6546 | 444056.3408
| Rate 60 - - Large Firm | 1 |  | 6786803 | 7109431.82 | 7379370.8 | 4691856.3 | 5725541.3 | 6011029.4486 | 6077281.1817 | 6086719.5632 | 6115910.9157 | 6143428.069 | 6168491.2762 | 6196703.5135 | 6227713.3363 | 6259653.2592 | 6290424.5373 | 6324095.6999 | 6360845.0284 | 6400774.3989 | 6440204.3 | 6477891.6062 | 6518568.7651 | 6559486.8098 | 6606479.8412 | 6646601.3894 | 6691628.9699 | 6741432.3277 | 6785542.575 | 6828840.3152 | 6882243.5662
| Rate 65 - - Alternate Energy | 1.5 |  | 0 | 0 | 0 | 0 | 0 | 0 | 0 | 0 | 0 | 0 | 0 | 0 | 0 | 0 | 0 | 0 | 0 | 0 | 0 | 0 | 0 | 0 | 0 | 0 | 0 | 0 | 0 | 0 | 0
| Rate 70 - - Standby Generator | 3.5 |  | 6818 | -28756.21 | 2223.165 | 6785.94 | 6104.315 | 6408.6896 | 6479.3243 | 6489.387 | 6520.5096 | 6549.8471 | 6576.5684 | 6606.647 | 6639.7083 | 6673.7612 | 6706.5681 | 6742.4668 | 6781.6473 | 6824.2182 | 6866.2566 | 6906.4371 | 6949.8053 | 6993.4303 | 7043.5321 | 7086.3079 | 7134.3143 | 7187.4124 | 7234.4408 | 7280.6029 | 7337.539
| Rate 80 - - Standby Backup | 2 |  | 59552 | 65353.78 | 56083.16 | 122693.98 | 101961.66 | 107045.6938 | 108225.5188 | 108393.5995 | 108913.4453 | 109403.4767 | 109849.8076 | 110352.2171 | 110904.4467 | 111473.2396 | 112021.2211 | 112620.8443 | 113275.2842 | 113986.355 | 114688.5311 | 115359.6746 | 116084.0621 | 116812.7394 | 117649.6013 | 118364.0944 | 119165.9552 | 120052.864 | 120838.3887 | 121609.4441 | 122560.4605
| Rate 91 - - Interruptible Oil | 0.3 |  | 1650486.6 | 1699466.484 | 1650725.109 | 813671.424 | 1038722.313 | 1090515.3042 | 1102534.6312 | 1104246.9335 | 1109542.8012 | 1114534.9373 | 1119081.8807 | 1124200.1183 | 1129825.8911 | 1135620.4019 | 1141202.8982 | 1147311.4888 | 1153978.5174 | 1161222.4662 | 1168375.8017 | 1175212.9973 | 1182592.6092 | 1190015.9224 | 1198541.3539 | 1205820.1674 | 1213989.0287 | 1223024.307 | 1231026.7465 | 1238881.7818 | 1248570.1493
| Rate 92 - - Interruptible LPG | 0.3 |  | 28751.7 | 37679.769 | 41326.539 | 49812.885 | 58007.232 | 60899.6008 | 61570.8177 | 61666.4408 | 61962.1875 | 62240.9723 | 62494.8954 | 62780.7223 | 63094.8924 | 63418.4857 | 63730.239 | 64071.372 | 64443.6908 | 64848.2276 | 65247.7042 | 65629.5259 | 66041.6388 | 66456.1922 | 66932.2932 | 67338.777 | 67794.9654 | 68299.5386 | 68746.4332 | 69185.096 | 69726.1409
| Oahu Usage by Rate Class |  |  | 2017 | 2018 | 2019 | 2020 | 2021 | 2022 | 2023 | 2024 | 2025 | 2026 | 2027 | 2028 | 2029 | 2030 | 2031 | 2032 | 2033 | 2034 | 2035 | 2036 | 2037 | 2038 | 2039 | 2040 | 2041 | 2042 | 2043 | 2044 | 2045
| Rate 10 - - General Service |  |  | 321451 | 271621.88 | 272808.63 | 244757.59 | 264537.8 | 277728.2396 | 280789.2756 | 281225.3581 | 282574.0893 | 283845.4673 | 285003.4654 | 286306.9584 | 287739.7086 | 289215.4323 | 290637.1609 | 292192.8733 | 293890.8064 | 295735.6674 | 297557.4514 | 299298.7221 | 301178.1332 | 303068.674 | 305239.8981 | 307093.6383 | 309174.0524 | 311475.1223 | 313513.1528 | 315513.643 | 317981.0391
| Rate 20 - - Residential |  |  | 3549137 | 3729335.32 | 3564633.68 | 3757438.5 | 3727069.27 | 3912909.1845 | 3956036.076 | 3962180.0369 | 3981182.2914 | 3999094.7177 | 4015409.7357 | 4033774.6303 | 4053960.6269 | 4074752.0768 | 4094782.7916 | 4116701.2006 | 4140623.3567 | 4166615.5768 | 4192282.6649 | 4216815.4022 | 4243294.3989 | 4269930.2013 | 4300520.5463 | 4326637.8654 | 4355948.7904 | 4388368.5311 | 4417082.3135 | 4445267.1904 | 4480030.2994
| Rate 30 - - Multi Family |  |  | 2370871 | 2486508.16 | 2454071.93 | 2427335.31 | 2521445.21 | 2647170.0432 | 2676346.3439 | 2680502.87 | 2693358.3176 | 2705476.4722 | 2716513.9445 | 2728938.204 | 2742594.4794 | 2756660.3574 | 2770211.5813 | 2785039.8721 | 2801223.7425 | 2818808.0572 | 2836172.4128 | 2852769.355 | 2870682.9848 | 2888702.6973 | 2909397.7456 | 2927066.6925 | 2946896.1849 | 2968828.8601 | 2988254.3722 | 3007322.068 | 3030840.0839
| Rate 50 - - Commercial |  |  | 13737518 | 14096762.9 | 13764579.86 | 9968477.46 | 11491760.7 | 12064765.2971 | 12197739.4603 | 12216683.2799 | 12275273.38 | 12330503.187 | 12380807.6673 | 12437432.5806 | 12499672.5408 | 12563779.3093 | 12625540.4853 | 12693122.0333 | 12766881.7821 | 12847024.2083 | 12926164.147 | 13001806.5156 | 13083449.8312 | 13165576.63 | 13259896.5629 | 13340424.7097 | 13430799.777 | 13530760.3292 | 13619294.2126 | 13706197.3093 | 13813383.224
| Rate 55 - - Large Industrial |  |  | 143907 | 145101.37 | 164003.56 | 284823.26 | 369423.56 | 387843.8355 | 392118.532 | 392727.5155 | 394611.0009 | 396386.4636 | 398003.5926 | 399823.9035 | 401824.7203 | 403885.549 | 405870.9744 | 408043.5063 | 410414.6476 | 412990.9717 | 415535.0691 | 417966.7307 | 420591.3036 | 423231.419 | 426263.5049 | 428852.2287 | 431757.4997 | 434970.9136 | 437816.9964 | 440610.6546 | 444056.3408
| Rate 60 - - Large Firm |  |  | 6786803 | 7109431.82 | 7379370.8 | 4691856.3 | 5725541.3 | 6011029.4486 | 6077281.1817 | 6086719.5632 | 6115910.9157 | 6143428.069 | 6168491.2762 | 6196703.5135 | 6227713.3363 | 6259653.2592 | 6290424.5373 | 6324095.6999 | 6360845.0284 | 6400774.3989 | 6440204.3 | 6477891.6062 | 6518568.7651 | 6559486.8098 | 6606479.8412 | 6646601.3894 | 6691628.9699 | 6741432.3277 | 6785542.575 | 6828840.3152 | 6882243.5662
| Rate 65 - - Alternate Energy |  |  | 0 | 0 | 0 | 0 | 0 | 0 | 0 | 0 | 0 | 0 | 0 | 0 | 0 | 0 | 0 | 0 | 0 | 0 | 0 | 0 | 0 | 0 | 0 | 0 | 0 | 0 | 0 | 0 | 0
| Rate 70 - - Standby Generator |  |  | 1948 | -8216.06 | 635.19 | 1938.84 | 1744.09 | 1831.0542 | 1851.2355 | 1854.1106 | 1863.0027 | 1871.3849 | 1879.0195 | 1887.6134 | 1897.0595 | 1906.7889 | 1916.1623 | 1926.4191 | 1937.6135 | 1949.7766 | 1961.7876 | 1973.2677 | 1985.6586 | 1998.1229 | 2012.4377 | 2024.6594 | 2038.3755 | 2053.5464 | 2066.9831 | 2080.1722 | 2096.4397
| Rate 80 - - Standby Backup |  |  | 29776 | 32676.89 | 28041.58 | 61346.99 | 50980.83 | 53522.8469 | 54112.7594 | 54196.7998 | 54456.7227 | 54701.7383 | 54924.9038 | 55176.1086 | 55452.2233 | 55736.6198 | 56010.6106 | 56310.4222 | 56637.6421 | 56993.1775 | 57344.2655 | 57679.8373 | 58042.0311 | 58406.3697 | 58824.8007 | 59182.0472 | 59582.9776 | 60026.432 | 60419.1943 | 60804.722 | 61280.2303
| Rate 91 - - Interruptible Oil |  |  | 5501622 | 5664888.28 | 5502417.03 | 2712238.08 | 3462407.71 | 3635051.0139 | 3675115.4374 | 3680823.1117 | 3698476.0041 | 3715116.4576 | 3730272.9358 | 3747333.7275 | 3766086.3037 | 3785401.3395 | 3804009.6605 | 3824371.6293 | 3846595.0579 | 3870741.5539 | 3894586.0057 | 3917376.6578 | 3941975.364 | 3966719.7412 | 3995137.8463 | 4019400.558 | 4046630.0955 | 4076747.6898 | 4103422.4883 | 4129605.9392 | 4161900.4976
| Rate 92 - - Interruptible LPG |  |  | 95839 | 125599.23 | 137755.13 | 166042.95 | 193357.44 | 202998.6695 | 205236.0589 | 205554.8028 | 206540.6249 | 207469.9076 | 208316.3179 | 209269.0743 | 210316.308 | 211394.9522 | 212434.13 | 213571.24 | 214812.3027 | 216160.7588 | 217492.3472 | 218765.0865 | 220138.7961 | 221520.6407 | 223107.6439 | 224462.59 | 225983.2179 | 227665.1287 | 229154.7773 | 230616.9866 | 232420.4696
| Total Cost of Service (SNG Plant) |  |  | 2017 | 2018 | 2019 | 2020 | 2021 | 2022 | 2023 | 2024 | 2025 | 2026 | 2027 | 2028 | 2029 | 2030 | 2031 | 2032 | 2033 | 2034 | 2035 | 2036 | 2037 | 2038 | 2039 | 2040 | 2041 | 2042 | 2043 | 2044 | 2045
| Rate 10 - - General Service |  |  | 182885.1912 | 152552.4839 | 158301.8239 | 153879.8373 | 159540.8547 | 164178.8392 | 173355.8149 | 177110.5286 | 177506.5461 | 177518.2358 | 178280.5361 | 180915.5874 | 183522.5489 | 186069.8089 | 188521.8109 | 190948.3592 | 193352.8075 | 195737.2105 | 198039.032 | 200237.3628 | 202413.3804 | 204520.4646 | 206658.6258 | 208607.0548 | 210567.3066 | 212537.5243 | 214339.2447 | 216056.2257 | 217875.3693
| Rate 20 - - Residential |  |  | 2019233.4096 | 2094527.0176 | 2068439.0116 | 2362312.9517 | 2247768.8135 | 2313113.3113 | 2442407.589 | 2495307.6971 | 2500887.1823 | 2501051.8784 | 2511791.9162 | 2548917.1168 | 2585646.5599 | 2621534.869 | 2656081.0897 | 2690268.6939 | 2724144.9317 | 2757738.7507 | 2790169.0807 | 2821141.3325 | 2851799.2132 | 2881485.893 | 2911610.4155 | 2939061.8036 | 2966679.763 | 2994438.1319 | 3019822.5444 | 3044013.0645 | 3069642.9529
| Rate 30 - - Multi Family |  |  | 1348874.933 | 1396511.194 | 1424016.7638 | 1526073.0524 | 1520665.5679 | 1564872.5732 | 1652343.0261 | 1688131.1252 | 1691905.7709 | 1692017.1915 | 1699283.0658 | 1724399.0892 | 1749247.374 | 1773526.6129 | 1796897.8991 | 1820026.5733 | 1842944.6012 | 1865671.5665 | 1887611.4056 | 1908564.8224 | 1929305.5602 | 1949389.259 | 1969769.1681 | 1988340.6424 | 2007024.8059 | 2025803.9595 | 2042977.0788 | 2059342.5034 | 2076681.6926
| Rate 50 - - Commercial |  |  | 7815774.7393 | 7917242.1412 | 7987130.3805 | 6267211.935 | 6930598.6669 | 7132076.9001 | 7530733.0001 | 7693841.1527 | 7711044.5111 | 7711552.3223 | 7744667.3347 | 7859136.3422 | 7972385.1017 | 8083040.3728 | 8189557.5508 | 8294968.9982 | 8399420.4022 | 8503001.0179 | 8602994.2203 | 8698491.6955 | 8793019.863 | 8884553.504 | 8977437.1556 | 9062078.6691 | 9147233.7755 | 9232821.8099 | 9311090.1683 | 9385677.3704 | 9464702.6104
| Rate 55 - - Large Industrial |  |  | 81873.9379 | 81494.077 | 95165.8409 | 179069.2452 | 222796.7062 | 229273.5907 | 242089.1164 | 247332.5248 | 247885.5581 | 247901.8826 | 248966.4249 | 252646.2395 | 256286.827 | 259844.042 | 263268.2305 | 266656.8733 | 270014.6538 | 273344.4412 | 276558.9046 | 279628.8448 | 282667.6247 | 285610.1402 | 288596.0542 | 291317.0097 | 294054.4755 | 296805.8586 | 299321.9375 | 301719.6788 | 304260.0889
| Rate 60 - - Large Firm |  |  | 3861259.6138 | 3992909.1242 | 4282004.7764 | 2949784.2493 | 3453032.9979 | 3553415.522 | 3752037.9981 | 3833303.3923 | 3841874.6236 | 3842127.6305 | 3858626.5271 | 3915658.4343 | 3972082.3772 | 4027214.166 | 4080284.2323 | 4132803.3903 | 4184844.2257 | 4236451.2082 | 4286270.8333 | 4333850.5518 | 4380947.3319 | 4426552.1487 | 4472829.5815 | 4515000.5328 | 4557427.3716 | 4600069.9082 | 4639065.5617 | 4676227.1523 | 4715599.907
| Rate 65 - - Alternate Energy |  |  | 0 | 0 | 0 | 0 | 0 | 0 | 0 | 0 | 0 | 0 | 0 | 0 | 0 | 0 | 0 | 0 | 0 | 0 | 0 | 0 | 0 | 0 | 0 | 0 | 0 | 0 | 0 | 0 | 0
| Rate 70 - - Standby Generator |  |  | 3879.0087 | -16150.5077 | 1290.0291 | 4266.341 | 3681.4687 | 3788.492 | 4000.2544 | 4086.8959 | 4096.0342 | 4096.3039 | 4113.8943 | 4174.6992 | 4234.8558 | 4293.6349 | 4350.2158 | 4406.2094 | 4461.693 | 4516.714 | 4569.8295 | 4620.5568 | 4670.7693 | 4719.3911 | 4768.73 | 4813.6908 | 4858.9244 | 4904.3879 | 4945.9634 | 4985.5834 | 5027.5608
| Rate 80 - - Standby Backup |  |  | 33881.3035 | 36705.0013 | 32543.2026 | 77138.0764 | 61492.3477 | 63279.9811 | 66817.0925 | 68264.284 | 68416.9223 | 68421.4279 | 68715.2437 | 69730.8801 | 70735.6897 | 71717.4884 | 72662.5714 | 73597.8438 | 74524.5981 | 75443.6262 | 76330.8247 | 77178.1345 | 78016.844 | 78828.9843 | 79653.1027 | 80404.092 | 81159.6382 | 81919.0255 | 82613.4684 | 83275.25 | 83976.4084
| Rate 91 - - Interruptible Oil |  |  | 939021.989 | 954480.6677 | 957861.1772 | 511557.6857 | 626445.996 | 644657.299 | 680691.2017 | 695434.293 | 696989.2777 | 697035.178 | 700028.3923 | 710375.0672 | 720611.4458 | 730613.4031 | 740241.3245 | 749769.3007 | 759210.5001 | 768572.9903 | 777611.2198 | 786243.0875 | 794787.341 | 803060.924 | 811456.5323 | 819107.1465 | 826804.1837 | 834540.3525 | 841614.9073 | 848356.7281 | 855499.6962
| Rate 92 - - Interruptible LPG |  |  | 16357.8902 | 21162.295 | 23980.4236 | 31317.5115 | 34983.7466 | 36000.7531 | 38013.0589 | 38836.3838 | 38923.2216 | 38925.7849 | 39092.9403 | 39670.7482 | 40242.3966 | 40800.9539 | 41338.6231 | 41870.711 | 42397.9528 | 42920.7991 | 43425.5372 | 43907.582 | 44384.7341 | 44846.7706 | 45315.6216 | 45742.8686 | 46172.708 | 46604.7328 | 46999.8098 | 47376.3054 | 47775.203
|  |  |  | 16303042.0162 | 16631433.4942 | 17030733.4295 | 14062610.8855 | 15261007.1662 | 15704657.2617 | 16582488.1521 | 16941648.2774 | 16979529.6479 | 16980647.8356 | 17053566.2755 | 17305624.2041 | 17554995.1766 | 17798655.3518 | 18033203.5481 | 18265316.953 | 18495316.366 | 18723398.3246 | 18943580.8877 | 19153863.9706 | 19362012.6619 | 19563567.4795 | 19768094.9873 | 19954473.5104 | 20141982.9525 | 20330445.6912 | 20502790.6842 | 20667029.8619 | 20841041.4893

## Oahu COS and Allocation
| Operating Expense (Oahu Non Fuel) | Metric | Unit | 2017 | 2018 | 2019 | 2020 | 2021 | 2022 | 2023 | 2024 | 2025 | 2026 | 2027 | 2028 | 2029 | 2030 | 2031 | 2032 | 2033 | 2034 | 2035 | 2036 | 2037 | 2038 | 2039 | 2040 | 2041 | 2042 | 2043 | 2044 | 2045
| Transmission Expenses | $/Volume | 0.009048 | 294544.5906 | 304500.4453 | 301013.3956 | 220014.691 | 251610.5955 | 264156.4561 | 267067.908 | 267482.6804 | 268765.503 | 269974.7524 | 271076.1624 | 272315.9575 | 273678.6932 | 275082.3025 | 276434.5554 | 277914.2445 | 279529.2046 | 281283.9125 | 283016.6711 | 284672.8508 | 286460.4205 | 288258.5761 | 290323.6986 | 292086.8519 | 294065.6021 | 296254.2253 | 298192.6631 | 300095.395 | 302442.2166
| Natural Gas Storage, Terminaling and Processing Expenses | $/Volume | 0.0004724 | 15378.0695 | 15897.8612 | 15715.8035 | 11486.8897 | 13136.5007 | 13791.5157 | 13943.5216 | 13965.1767 | 14032.1524 | 14095.2869 | 14152.7911 | 14217.5204 | 14288.6683 | 14361.9503 | 14432.5509 | 14509.805 | 14594.1215 | 14685.7342 | 14776.2009 | 14862.6694 | 14955.9978 | 15049.8789 | 15157.6982 | 15249.7518 | 15353.0617 | 15467.3289 | 15568.5341 | 15667.8751 | 15790.4018
| Distribution Expenses | $/Volume | 0.21978 | 7154458.2039 | 7396284.9015 | 7311584.8192 | 5344134.5073 | 6111595.82 | 6416333.5005 | 6487052.3713 | 6497127.152 | 6654067.288 | 6683439.833 | 6710192.9703 | 6740307.4664 | 6773408.1801 | 6996144.7461 | 7028990.8308 | 7064932.3298 | 7104159.5452 | 7146781.2226 | 7431881.9253 | 7466449.4719 | 7504436.4679 | 7542899.4096 | 7588056.959 | 8536519.606 | 8579974.1556 | 8628712.1355 | 8671551.2984 | 8713694.155 | 8766788.0028
| Customer Accounts Expenses | $/Customer | 4.4086 | 1670892.6394 | 1739318.2392 | 1672393.0765 | 1720282.6512 | 1722966.4039 | 1808881.0675 | 1828822.2171 | 1831666.8618 | 1840455.651 | 1848740.6333 | 1856287.1641 | 1864781.3139 | 1874117.3245 | 1883733.2247 | 1892997.4514 | 1903134.3233 | 1914197.4893 | 1926217.6064 | 1938087.4213 | 1949432.8474 | 1961677.9921 | 1973995.6251 | 1988141.3679 | 2000219.316 | 2013773.6073 | 2028765.0449 | 2042043.2885 | 2055077.0292 | 2071151.7613
| Customer Service and Informational Expenses | $/Customer | 0.093814 | 35556.4036 | 37012.4925 | 35588.3327 | 36607.4173 | 36664.5273 | 38492.7815 | 38917.1269 | 38977.6606 | 39164.685 | 39340.9885 | 39501.5778 | 39682.3323 | 39881.0015 | 40085.6268 | 40282.7685 | 40498.4799 | 40733.9028 | 40989.6896 | 41242.2779 | 41483.7072 | 41744.2825 | 42006.4003 | 42307.4201 | 42564.4374 | 42852.8712 | 43171.8873 | 43454.4468 | 43731.8033 | 44073.8717
| Sales Expenses | $/Volume | 0.029537 | 961531.9337 | 994032.5208 | 982649.1524 | 718231.3238 | 821375.2012 | 862330.7848 | 871835.1317 | 873189.1439 | 877376.8795 | 881324.4376 | 884919.9574 | 888967.231 | 893415.8408 | 897997.8811 | 902412.2697 | 907242.6703 | 912514.6587 | 918242.8498 | 923899.3879 | 929305.9368 | 935141.4042 | 941011.4286 | 947752.959 | 953508.7195 | 959968.2901 | 967112.9845 | 973440.9562 | 979652.3672 | 987313.4954
| Administrative and General Expenses | $/Volume | 0.18962 | 6172711.3915 | 6381354.2221 | 6308276.8278 | 4610803.3636 | 5272952.3415 | 5535873.4039 | 5596888.112 | 5605580.4143 | 5632464.2673 | 5657806.2621 | 5680888.2888 | 5706870.4231 | 5735429.001 | 5764844.1572 | 5793183.0468 | 5824192.5927 | 5858036.9835 | 5894810.0425 | 5931123.1138 | 5965831.3377 | 6003293.0743 | 6040976.6554 | 6084255.0114 | 6121205.0569 | 6162673.3258 | 6208539.8593 | 6249163.3078 | 6289038.4756 | 6338220.3403
| Depreciation |  |  | 4379498.2485 | 4873377.2279 | 5071968.4508 | 5274962.9792 | 5427124.6773 | 5604794.1875 | 5739521.1556 | 5949338.3004 | 6112587.954 | 6352452.121 | 6487026.678 | 6664193.0209 | 6841446.5155 | 7018775.9951 | 7283143.2084 | 7460457.0843 | 7637848.059 | 7815319.8879 | 7992874.0058 | 8257423.2239 | 8434902.2658 | 8612456.7389 | 8790010.8184 | 8967721.4026 | 9232255.2492 | 9409897.0889 | 9587656.814 | 9765257.8292 | 9942830.2114
| Other Items | CAGR |  | 457394.9301 | 466542.8287 | 475873.6852 | 485391.1589 | 495098.9821 | 505000.9618 | 515100.981 | 525403.0006 | 535911.0606 | 546629.2818 | 557561.8675 | 568713.1048 | 580087.3669 | 591689.1143 | 603522.8966 | 615593.3545 | 627905.2216 | 640463.326 | 653272.5925 | 666338.0444 | 679664.8053 | 693258.1014 | 707123.2634 | 721265.7287 | 735691.0432 | 750404.8641 | 765412.9614 | 780721.2206 | 796335.645
| Taxes Other than Income | CAGR |  | 7466534.7992 | 7615865.4952 | 7768182.8051 | 7923546.4612 | 8082017.3904 | 8243657.7382 | 8408530.893 | 8576701.5109 | 8748235.5411 | 8923200.2519 | 9101664.257 | 9283697.5421 | 9469371.4929 | 9658758.9228 | 9851934.1012 | 10048972.7833 | 10249952.2389 | 10454951.2837 | 10664050.3094 | 10877331.3156 | 11094877.9419 | 11316775.5007 | 11543111.0107 | 11773973.231 | 12009452.6956 | 12249641.7495 | 12494634.5845 | 12744527.2762 | 12999417.8217
| Income Tax | Tax Rate
|  | 25.75% |  | 1869902.108 | 2177073.0688 | 2239753.0863 | 2269422.3044 | 2284649.9547 | 2322486.3695 | 2331910.1544 | 2401234.6831 | 2428047.9996 | 2533059.8802 | 2528688.0284 | 2560754.1264 | 2589655.2958 | 2615380.4472 | 2727703.8776 | 2745340.4396 | 2759800.8267 | 2771086.823 | 2779198.1705 | 2873867.4339 | 2873832.1813 | 2870616.3162 | 2864153.9766 | 2854578.5987 | 2931412.1423 | 2913692.9692 | 2892826.3108 | 2868574.7907 | 2841051.9301
| Return on Rate Base |  |  | 7261755.7591 | 8454652.6945 | 8698070.2381 | 8813290.5024 | 8872427.0087 | 9019364.5419 | 9055961.7648 | 9325183.2355 | 9429312.6198 | 9837125.7482 | 9820147.6831 | 9944676.2189 | 10056913.7702 | 10156817.2707 | 10593024.7675 | 10661516.2702 | 10717673.1133 | 10761502.2254 | 10793002.604 | 11160650.2286 | 11160513.3256 | 11148024.5288 | 11122928.0644 | 11085742.1308 | 11384124.8247 | 11315312.5016 | 11234276.9352 | 11140096.2745 | 11033211.379
| Cost of Service |  |  | 37740159.0772 | 40455911.9976 | 40881069.6733 | 37428174.2501 | 39391619.4034 | 40635163.3089 | 41155551.3374 | 41905849.8202 | 42580421.6013 | 43587189.4769 | 43952107.4258 | 44549176.2577 | 45141693.1509 | 45913671.6386 | 47008062.3249 | 47564304.3774 | 48116945.365 | 48666334.6036 | 49446424.6804 | 50487649.0676 | 50991500.1592 | 51485329.16 | 51983322.2479 | 53364634.8311 | 54361596.8688 | 54826972.6391 | 55268222.1007 | 55696134.4915 | 56138627.0772
| Plant in Service |  |  | 2017 | 2018 | 2019 | 2020 | 2021 | 2022 | 2023 | 2024 | 2025 | 2026 | 2027 | 2028 | 2029 | 2030 | 2031 | 2032 | 2033 | 2034 | 2035 | 2036 | 2037 | 2038 | 2039 | 2040 | 2041 | 2042 | 2043 | 2044 | 2045
| Intangible Plant |  |  | 373274.952 | 373274.952 | 373274.952 | 373274.952 | 373274.952 | 373274.952 | 384758.0488 | 402641.2583 | 416555.4108 | 429583.039 | 441053.1455 | 454664.0869 | 468281.7237 | 481905.1982 | 495530.3593 | 509152.635 | 522780.8339 | 536415.2444 | 550055.9769 | 563695.1207 | 577330.0854 | 590970.8452 | 604611.5747 | 618264.3278 | 631902.2907 | 645549.7625 | 659206.2909 | 672850.6262 | 686492.7619
| Production Plant |  |  | 6461466.845 | 6492520.7876 | 7461544.2219 | 7656518.3999 | 7821496.8354 | 7912622.097 | 8111396.8854 | 8420958.951 | 8661815.8174 | 8887326.7639 | 9085876.6864 | 9321484.9045 | 9557209.0228 | 9793034.1914 | 10028888.5577 | 10264692.9754 | 10500599.9245 | 10736614.3992 | 10972738.3074 | 11208834.7164 | 11444858.7835 | 11680983.1642 | 11917107.0215 | 12153439.0096 | 12389514.9766 | 12625755.5435 | 12862152.8827 | 13098339.1583 | 13334487.3558
| Storage Plant |  |  | 16280172.5924 | 29552863.0868 | 29568682.3487 | 29712123.7665 | 30404410.983 | 30556396.8831 | 31057225.5556 | 31837191.4639 | 32444049.233 | 33012241.753 | 33512503.8584 | 34106137.2463 | 34700062.654 | 35294242.6658 | 35888496.2437 | 36482623.972 | 37077010.0361 | 37671667.0194 | 38266599.7293 | 38861463.1526 | 39456144.3046 | 40051078.2049 | 40646010.7864 | 41241467.7697 | 41836279.6878 | 42431506.3281 | 43027127.9688 | 43622217.818 | 44217211.7265
| Transmission Plant |  |  | 19389710.684 | 19389710.684 | 19454356.1211 | 19564437.4845 | 19895320.5625 | 20824468.7558 | 21420956.4778 | 22349897.0783 | 23072665.6179 | 25749383.7862 | 26345196.7258 | 27453846.8781 | 28563042.397 | 29672713.4061 | 32782521.8049 | 33892095.171 | 35002150.9966 | 36112712.7821 | 37223789.5052 | 40334736.8312 | 41445343.7533 | 42556422.6998 | 43667499.1831 | 44779555.0222 | 47890406.1586 | 49002031.8168 | 50114395.1644 | 51225765.3559 | 52336956.3716
| Distribution Plant |  |  | 143613281.243 | 150521087.2448 | 156689144.2211 | 161326853.6288 | 165512520.4828 | 171098107.6443 | 175516098.2153 | 182396459.1392 | 187749770.6581 | 195762002.0532 | 200174994.7303 | 206014097.0137 | 211856071.6652 | 217700550.6559 | 226545753.2587 | 232389717.9775 | 238236223.7419 | 244085394.3249 | 249937277.0113 | 258788478.1807 | 264637886.4919 | 270489780.888 | 276341662.3112 | 282198701.8616 | 291049396.4145 | 296904170.263 | 302762829.4167 | 308616257.7589 | 314468742.4078
| General Plant |  |  | 17209255.526 | 18672447.6019 | 19955287.0503 | 21766864.2864 | 22653081.9193 | 23569572.3114 | 24098982.4606 | 24923459.7528 | 25564949.9064 | 26165568.2481 | 26694379.4971 | 27321890.5755 | 27949710.3389 | 28577799.2362 | 29205965.8979 | 29833999.5279 | 30462306.2366 | 31090899.3255 | 31719783.8761 | 32348595.1861 | 32977213.8229 | 33606099.6319 | 34234984.0467 | 34864422.7903 | 35493179.6557 | 36122374.911 | 36751987.7085 | 37381038.3662 | 38009987.6079
| Total |  |  | 203327161.8424 | 225001904.3569 | 233502288.9152 | 240400072.518 | 246660105.735 | 254334442.6435 | 260589417.6435 | 270330607.6435 | 277909806.6435 | 290006105.6435 | 296254004.6435 | 304672120.7049 | 313094377.8014 | 321520245.3534 | 334947156.1224 | 343372282.2588 | 351801071.7695 | 360233703.0955 | 368670244.4061 | 382105803.1877 | 390538777.2416 | 398975335.4339 | 407411874.9236 | 415855850.7813 | 429290679.1839 | 437731388.6248 | 446177699.4319 | 454616469.0835 | 463053878.2314
| Incremental CapEx | Growth |  | 2017 | 2018 | 2019 | 2020 | 2021 | 2022 | 2023 | 2024 | 2025 | 2026 | 2027 | 2028 | 2029 | 2030 | 2031 | 2032 | 2033 | 2034 | 2035 | 2036 | 2037 | 2038 | 2039 | 2040 | 2041 | 2042 | 2043 | 2044 | 2045
| Intangible Plant | 0% |  | 0 | 0 | 0 | 0 | 0 | 11483.0969 | 17883.2095 | 13914.1525 | 13027.6282 | 11470.1065 | 13610.9414 | 13617.6368 | 13623.4745 | 13625.1612 | 13622.2757 | 13628.1989 | 13634.4105 | 13640.7325 | 13639.1438 | 13634.9647 | 13640.7598 | 13640.7295 | 13652.7531 | 13637.9629 | 13647.4718 | 13656.5284 | 13644.3354 | 13642.1356 | 13661.6472
| Production Plant | 0% |  | 31053.9426 | 969023.4344 | 194974.178 | 164978.4356 | 91125.2615 | 198774.7884 | 309562.0656 | 240856.8664 | 225510.9465 | 198549.9226 | 235608.218 | 235724.1183 | 235825.1686 | 235854.3664 | 235804.4177 | 235906.9491 | 236014.4747 | 236123.9083 | 236096.409 | 236024.067 | 236124.3807 | 236123.8573 | 236331.9881 | 236075.967 | 236240.5669 | 236397.3392 | 236186.2756 | 236148.1975 | 236485.9472
| Storage Plant | 0% |  | 13272690.4944 | 15819.2619 | 143441.4177 | 692287.2165 | 151985.9001 | 500828.6726 | 779965.9082 | 606857.7691 | 568192.5201 | 500262.1054 | 593633.3879 | 593925.4077 | 594180.0118 | 594253.5779 | 594127.7282 | 594386.0641 | 594656.9834 | 594932.7098 | 594863.4233 | 594681.152 | 594933.9003 | 594932.5814 | 595456.9834 | 594811.918 | 595226.6404 | 595621.6406 | 595089.8492 | 594993.9085 | 595844.8953
| Transmission Plant | 0% |  | 0 | 64645.4371 | 110081.3634 | 330883.078 | 929148.1933 | 596487.722 | 928940.6005 | 722768.5396 | 2676718.1683 | 595812.9396 | 1108650.1523 | 1109195.5189 | 1109671.0091 | 3109808.3988 | 1109573.3661 | 1110055.8256 | 1110561.7855 | 1111076.7232 | 3110947.3259 | 1110606.9221 | 1111078.9465 | 1111076.4834 | 1112055.8391 | 3110851.1364 | 1111625.6581 | 1112363.3476 | 1111370.1915 | 1111191.0157 | 1112780.2906
| Distribution Plant | 0% |  | 6907806.0018 | 6168056.9763 | 4637709.4078 | 4185666.8539 | 5585587.1616 | 4417990.571 | 6880360.9239 | 5353311.5188 | 8012231.3951 | 4412992.6771 | 5839102.2834 | 5841974.6514 | 5844478.9907 | 8845202.6028 | 5843964.7188 | 5846505.7644 | 5849170.583 | 5851882.6863 | 8851201.1695 | 5849408.3112 | 5851894.3961 | 5851881.4232 | 5857039.5504 | 8850694.5529 | 5854773.8485 | 5858659.1537 | 5853428.3422 | 5852484.6489 | 5860855.1331
| General Plant | 0% |  | 1463192.0759 | 1282839.4484 | 1811577.236 | 886217.633 | 916490.3921 | 529410.1492 | 824477.2923 | 641490.1536 | 600618.3418 | 528811.2489 | 627511.0784 | 627819.7634 | 628088.8973 | 628166.6618 | 628033.63 | 628306.7087 | 628593.0889 | 628884.5506 | 628811.31 | 628618.6368 | 628885.809 | 628884.4149 | 629438.7436 | 628756.8654 | 629195.2553 | 629612.7975 | 629050.6577 | 628949.2417 | 629848.793
| Total |  |  | 21674742.5146 | 8500384.5582 | 6897783.6029 | 6260033.217 | 7674336.9085 | 6254975 | 9741190 | 7579199 | 12096299 | 6247899 | 8418116.0614 | 8422257.0965 | 8425867.552 | 13426910.7689 | 8425126.1365 | 8428789.5107 | 8432631.326 | 8436541.3106 | 13435558.7815 | 8432974.0539 | 8436558.1924 | 8436539.4897 | 8443975.8577 | 13434828.4026 | 8440709.4409 | 8446310.8071 | 8438769.6516 | 8437409.1479 | 8449476.7064
| Depreciation | Historical Rate | Rate | 2017 | 2018 | 2019 | 2020 | 2021 | 2022 | 2023 | 2024 | 2025 | 2026 | 2027 | 2028 | 2029 | 2030 | 2031 | 2032 | 2033 | 2034 | 2035 | 2036 | 2037 | 2038 | 2039 | 2040 | 2041 | 2042 | 2043 | 2044 | 2045
| Intangible Plant |  | 0% | 0 | 0 | 0 | 0 | 0 | 0 | 0 | 0 | 0 | 0 | 0 | 0 | 0 | 0 | 0 | 0 | 0 | 0 | 0 | 0 | 0 | 0 | 0 | 0 | 0 | 0 | 0 | 0 | 0
| Production Plant |  | 0.4805% | 31049.75 | 31198.9757 | 35855.4935 | 36792.4169 | 37585.1996 | 38023.0904 | 38978.2771 | 40465.8379 | 41623.2447 | 42706.9086 | 43661.0148 | 44793.1999 | 45925.9419 | 47059.1695 | 48192.5374 | 49325.6653 | 50459.2858 | 51593.4231 | 52728.0863 | 53862.6173 | 54996.8007 | 56131.4661 | 57266.129 | 58401.792 | 59536.2248 | 60671.4485 | 61807.4256 | 62942.3885 | 64077.1683
| Storage Plant |  | 2.083% | 339056.757 | 615478.6051 | 615808.0628 | 618795.4256 | 633213.2493 | 636378.5626 | 646809.0015 | 663052.8533 | 675691.4925 | 687524.8752 | 697943.5146 | 710306.738 | 722676.0432 | 735050.6508 | 747426.7905 | 759800.3093 | 772179.2082 | 784563.7494 | 796954.033 | 809342.8736 | 821727.9181 | 834118.2265 | 846508.5074 | 858909.7097 | 871297.4777 | 883693.8827 | 896098.5142 | 908492.0705 | 920883.6286
| Transmission Plant |  | 1.602% | 310611.9678 | 310611.9678 | 311647.5504 | 313410.9903 | 318711.5461 | 333595.9636 | 343151.3524 | 358032.4444 | 369610.779 | 412490.2583 | 422034.8375 | 439794.7727 | 457563.4444 | 475339.7331 | 525157.0678 | 542931.7923 | 560714.2456 | 578504.8041 | 596303.6116 | 646139.1912 | 663930.4727 | 681729.3158 | 699528.1194 | 717342.6118 | 767176.6505 | 784984.2516 | 802803.6701 | 820607.1787 | 838407.8171
| Distribution Plant |  | 1.833% | 2631805.9311 | 2758395.9279 | 2871429.547 | 2956418.5607 | 3033123.6033 | 3135483.0877 | 3216445.6121 | 3342532.6601 | 3440635.5436 | 3587464.8475 | 3668335.7823 | 3775341.0946 | 3882399.045 | 3989502.889 | 4151596.9271 | 4258691.3467 | 4365832.3327 | 4473022.1531 | 4580261.6746 | 4742465.6403 | 4849659.8172 | 4956899.5533 | 5064139.0517 | 5171473.0761 | 5333667.7576 | 5440960.2615 | 5548323.9662 | 5655591.8128 | 5762842.3657
| General Plant |  | 6.2% | 1066973.8426 | 1157691.7513 | 1237227.7971 | 1349545.5858 | 1404491.079 | 1461313.4833 | 1494136.9126 | 1545254.5047 | 1585026.8942 | 1622265.2314 | 1655051.5288 | 1693957.2157 | 1732882.041 | 1771823.5526 | 1810769.8857 | 1849707.9707 | 1888662.9867 | 1927635.7582 | 1966626.6003 | 2005612.9015 | 2044587.257 | 2083578.1772 | 2122569.0109 | 2161594.213 | 2200577.1387 | 2239587.2445 | 2278623.2379 | 2317624.3787 | 2356619.2317
| Total |  |  | 4379498.2485 | 4873377.2279 | 5071968.4508 | 5274962.9792 | 5427124.6773 | 5604794.1875 | 5739521.1556 | 5949338.3004 | 6112587.954 | 6352452.121 | 6487026.678 | 6664193.0209 | 6841446.5155 | 7018775.9951 | 7283143.2084 | 7460457.0843 | 7637848.059 | 7815319.8879 | 7992874.0058 | 8257423.2239 | 8434902.2658 | 8612456.7389 | 8790010.8184 | 8967721.4026 | 9232255.2492 | 9409897.0889 | 9587656.814 | 9765257.8292 | 9942830.2114
| Rate Base |  |  | 2017 | 2018 | 2019 | 2020 | 2021 | 2022 | 2023 | 2024 | 2025 | 2026 | 2027 | 2028 | 2029 | 2030 | 2031 | 2032 | 2033 | 2034 | 2035 | 2036 | 2037 | 2038 | 2039 | 2040 | 2041 | 2042 | 2043 | 2044 | 2045
| Plant in Service |  |  | 203327161.8424 | 225001904.3569 | 233502288.9152 | 240400072.518 | 246660105.735 | 254334442.6435 | 260589417.6435 | 270330607.6435 | 277909806.6435 | 290006105.6435 | 296254004.6435 | 304672120.7049 | 313094377.8014 | 321520245.3534 | 334947156.1224 | 343372282.2588 | 351801071.7695 | 360233703.0955 | 368670244.4061 | 382105803.1877 | 390538777.2416 | 398975335.4339 | 407411874.9236 | 415855850.7813 | 429290679.1839 | 437731388.6248 | 446177699.4319 | 454616469.0835 | 463053878.2314
| Accumulated Depreciation |  |  | -50096445.2079 | -54969822.4358 | -60041790.8866 | -65316753.8658 | -70743878.5431 | -76348672.7306 | -82088193.8863 | -88037532.1867 | -94150120.1407 | -100502572.2617 | -106989598.9396 | -113653791.9605 | -120495238.476 | -127514014.4711 | -134797157.6795 | -142257614.7638 | -149895462.8228 | -157710782.7107 | -165703656.7165 | -173961079.9404 | -182395982.2062 | -191008438.9451 | -199798449.7635 | -208766171.1661 | -217998426.4154 | -227408323.5042 | -236995980.3183 | -246761238.1474 | -256704068.3588
| Working Capital |  |  | -50952466.5059 | -50952466.5059 | -50952466.5059 | -50952466.5059 | -50952466.5059 | -50952466.5059 | -50952466.5059 | -50952466.5059 | -50952466.5059 | -50952466.5059 | -50952466.5059 | -50952466.5059 | -50952466.5059 | -50952466.5059 | -50952466.5059 | -50952466.5059 | -50952466.5059 | -50952466.5059 | -50952466.5059 | -50952466.5059 | -50952466.5059 | -50952466.5059 | -50952466.5059 | -50952466.5059 | -50952466.5059 | -50952466.5059 | -50952466.5059 | -50952466.5059 | -50952466.5059
Other Rate Base Items
| Total Rate Base |  |  | 102278250.1286 | 119079615.4153 | 122508031.5227 | 124130852.1463 | 124963760.6861 | 127033303.407 | 127548757.2514 | 131340608.951 | 132807219.997 | 138551066.876 | 138311939.198 | 140065862.2385 | 141646672.8196 | 143053764.3765 | 149197531.937 | 150162200.9892 | 150953142.4408 | 151570453.8789 | 152014121.1838 | 157192256.7414 | 157190328.5295 | 157014429.983 | 156660958.6542 | 156137213.1093 | 160339786.2627 | 159370598.6147 | 158229252.6078 | 156902764.4302 | 155397343.3667
| Rate of Return |  |  | 7.1% | 7.1% | 7.1% | 7.1% | 7.1% | 7.1% | 7.1% | 7.1% | 7.1% | 7.1% | 7.1% | 7.1% | 7.1% | 7.1% | 7.1% | 7.1% | 7.1% | 7.1% | 7.1% | 7.1% | 7.1% | 7.1% | 7.1% | 7.1% | 7.1% | 7.1% | 7.1% | 7.1% | 7.1%
| Return |  |  | 7261755.7591 | 8454652.6945 | 8698070.2381 | 8813290.5024 | 8872427.0087 | 9019364.5419 | 9055961.7648 | 9325183.2355 | 9429312.6198 | 9837125.7482 | 9820147.6831 | 9944676.2189 | 10056913.7702 | 10156817.2707 | 10593024.7675 | 10661516.2702 | 10717673.1133 | 10761502.2254 | 10793002.604 | 11160650.2286 | 11160513.3256 | 11148024.5288 | 11122928.0644 | 11085742.1308 | 11384124.8247 | 11315312.5016 | 11234276.9352 | 11140096.2745 | 11033211.379
Transmission Expense
| Deilivery Service | Functional Allocation |  | 2017 | 2018 | 2019 | 2020 | 2021 | 2022 | 2023 | 2024 | 2025 | 2026 | 2027 | 2028 | 2029 | 2030 | 2031 | 2032 | 2033 | 2034 | 2035 | 2036 | 2037 | 2038 | 2039 | 2040 | 2041 | 2042 | 2043 | 2044 | 2045
1 | Transmission Capacity | 1 |  | 294544.5906 | 304500.4453 | 301013.3956 | 220014.691 | 251610.5955 | 264156.4561 | 267067.908 | 267482.6804 | 268765.503 | 269974.7524 | 271076.1624 | 272315.9575 | 273678.6932 | 275082.3025 | 276434.5554 | 277914.2445 | 279529.2046 | 281283.9125 | 283016.6711 | 284672.8508 | 286460.4205 | 288258.5761 | 290323.6986 | 292086.8519 | 294065.6021 | 296254.2253 | 298192.6631 | 300095.395 | 302442.2166
2 | Storage Propane Air | 0 |  | 0 | 0 | 0 | 0 | 0 | 0 | 0 | 0 | 0 | 0 | 0 | 0 | 0 | 0 | 0 | 0 | 0 | 0 | 0 | 0 | 0 | 0 | 0 | 0 | 0 | 0 | 0 | 0 | 0
3 | Storage Holders | 0 |  | 0 | 0 | 0 | 0 | 0 | 0 | 0 | 0 | 0 | 0 | 0 | 0 | 0 | 0 | 0 | 0 | 0 | 0 | 0 | 0 | 0 | 0 | 0 | 0 | 0 | 0 | 0 | 0 | 0
4 | Distribution Mains | 0 |  | 0 | 0 | 0 | 0 | 0 | 0 | 0 | 0 | 0 | 0 | 0 | 0 | 0 | 0 | 0 | 0 | 0 | 0 | 0 | 0 | 0 | 0 | 0 | 0 | 0 | 0 | 0 | 0 | 0
5 | Distribution Services | 0 |  | 0 | 0 | 0 | 0 | 0 | 0 | 0 | 0 | 0 | 0 | 0 | 0 | 0 | 0 | 0 | 0 | 0 | 0 | 0 | 0 | 0 | 0 | 0 | 0 | 0 | 0 | 0 | 0 | 0
6 | Meters and Regulators | 0 |  | 0 | 0 | 0 | 0 | 0 | 0 | 0 | 0 | 0 | 0 | 0 | 0 | 0 | 0 | 0 | 0 | 0 | 0 | 0 | 0 | 0 | 0 | 0 | 0 | 0 | 0 | 0 | 0 | 0
7 | Meter Reading | 0 |  | 0 | 0 | 0 | 0 | 0 | 0 | 0 | 0 | 0 | 0 | 0 | 0 | 0 | 0 | 0 | 0 | 0 | 0 | 0 | 0 | 0 | 0 | 0 | 0 | 0 | 0 | 0 | 0 | 0
8 | Billing | 0 |  | 0 | 0 | 0 | 0 | 0 | 0 | 0 | 0 | 0 | 0 | 0 | 0 | 0 | 0 | 0 | 0 | 0 | 0 | 0 | 0 | 0 | 0 | 0 | 0 | 0 | 0 | 0 | 0 | 0
9 | Uncollectible Accounts | 0 |  | 0 | 0 | 0 | 0 | 0 | 0 | 0 | 0 | 0 | 0 | 0 | 0 | 0 | 0 | 0 | 0 | 0 | 0 | 0 | 0 | 0 | 0 | 0 | 0 | 0 | 0 | 0 | 0 | 0
10 | Other | 0 |  | 0 | 0 | 0 | 0 | 0 | 0 | 0 | 0 | 0 | 0 | 0 | 0 | 0 | 0 | 0 | 0 | 0 | 0 | 0 | 0 | 0 | 0 | 0 | 0 | 0 | 0 | 0 | 0 | 0
11 | Sales | 0 |  | 0 | 0 | 0 | 0 | 0 | 0 | 0 | 0 | 0 | 0 | 0 | 0 | 0 | 0 | 0 | 0 | 0 | 0 | 0 | 0 | 0 | 0 | 0 | 0 | 0 | 0 | 0 | 0 | 0
| Total |  |  | 294544.5906 | 304500.4453 | 301013.3956 | 220014.691 | 251610.5955 | 264156.4561 | 267067.908 | 267482.6804 | 268765.503 | 269974.7524 | 271076.1624 | 272315.9575 | 273678.6932 | 275082.3025 | 276434.5554 | 277914.2445 | 279529.2046 | 281283.9125 | 283016.6711 | 284672.8508 | 286460.4205 | 288258.5761 | 290323.6986 | 292086.8519 | 294065.6021 | 296254.2253 | 298192.6631 | 300095.395 | 302442.2166
Natural Gas Storage, Terminaling and Processing Expenses
| Deilivery Service | Functional Allocation |  | 2017 | 2018 | 2019 | 2020 | 2021 | 2022 | 2023 | 2024 | 2025 | 2026 | 2027 | 2028 | 2029 | 2030 | 2031 | 2032 | 2033 | 2034 | 2035 | 2036 | 2037 | 2038 | 2039 | 2040 | 2041 | 2042 | 2043 | 2044 | 2045
1 | Transmission Capacity | 0 |  | 0 | 0 | 0 | 0 | 0 | 0 | 0 | 0 | 0 | 0 | 0 | 0 | 0 | 0 | 0 | 0 | 0 | 0 | 0 | 0 | 0 | 0 | 0 | 0 | 0 | 0 | 0 | 0 | 0
2 | Storage Propane Air | 0 |  | 0 | 0 | 0 | 0 | 0 | 0 | 0 | 0 | 0 | 0 | 0 | 0 | 0 | 0 | 0 | 0 | 0 | 0 | 0 | 0 | 0 | 0 | 0 | 0 | 0 | 0 | 0 | 0 | 0
3 | Storage Holders | 1 |  | 15378.0695 | 15897.8612 | 15715.8035 | 11486.8897 | 13136.5007 | 13791.5157 | 13943.5216 | 13965.1767 | 14032.1524 | 14095.2869 | 14152.7911 | 14217.5204 | 14288.6683 | 14361.9503 | 14432.5509 | 14509.805 | 14594.1215 | 14685.7342 | 14776.2009 | 14862.6694 | 14955.9978 | 15049.8789 | 15157.6982 | 15249.7518 | 15353.0617 | 15467.3289 | 15568.5341 | 15667.8751 | 15790.4018
4 | Distribution Mains | 0 |  | 0 | 0 | 0 | 0 | 0 | 0 | 0 | 0 | 0 | 0 | 0 | 0 | 0 | 0 | 0 | 0 | 0 | 0 | 0 | 0 | 0 | 0 | 0 | 0 | 0 | 0 | 0 | 0 | 0
5 | Distribution Services | 0 |  | 0 | 0 | 0 | 0 | 0 | 0 | 0 | 0 | 0 | 0 | 0 | 0 | 0 | 0 | 0 | 0 | 0 | 0 | 0 | 0 | 0 | 0 | 0 | 0 | 0 | 0 | 0 | 0 | 0
6 | Meters and Regulators | 0 |  | 0 | 0 | 0 | 0 | 0 | 0 | 0 | 0 | 0 | 0 | 0 | 0 | 0 | 0 | 0 | 0 | 0 | 0 | 0 | 0 | 0 | 0 | 0 | 0 | 0 | 0 | 0 | 0 | 0
7 | Meter Reading | 0 |  | 0 | 0 | 0 | 0 | 0 | 0 | 0 | 0 | 0 | 0 | 0 | 0 | 0 | 0 | 0 | 0 | 0 | 0 | 0 | 0 | 0 | 0 | 0 | 0 | 0 | 0 | 0 | 0 | 0
8 | Billing | 0 |  | 0 | 0 | 0 | 0 | 0 | 0 | 0 | 0 | 0 | 0 | 0 | 0 | 0 | 0 | 0 | 0 | 0 | 0 | 0 | 0 | 0 | 0 | 0 | 0 | 0 | 0 | 0 | 0 | 0
9 | Uncollectible Accounts | 0 |  | 0 | 0 | 0 | 0 | 0 | 0 | 0 | 0 | 0 | 0 | 0 | 0 | 0 | 0 | 0 | 0 | 0 | 0 | 0 | 0 | 0 | 0 | 0 | 0 | 0 | 0 | 0 | 0 | 0
10 | Other | 0 |  | 0 | 0 | 0 | 0 | 0 | 0 | 0 | 0 | 0 | 0 | 0 | 0 | 0 | 0 | 0 | 0 | 0 | 0 | 0 | 0 | 0 | 0 | 0 | 0 | 0 | 0 | 0 | 0 | 0
11 | Sales | 0 |  | 0 | 0 | 0 | 0 | 0 | 0 | 0 | 0 | 0 | 0 | 0 | 0 | 0 | 0 | 0 | 0 | 0 | 0 | 0 | 0 | 0 | 0 | 0 | 0 | 0 | 0 | 0 | 0 | 0
| Total |  |  | 15378.0695 | 15897.8612 | 15715.8035 | 11486.8897 | 13136.5007 | 13791.5157 | 13943.5216 | 13965.1767 | 14032.1524 | 14095.2869 | 14152.7911 | 14217.5204 | 14288.6683 | 14361.9503 | 14432.5509 | 14509.805 | 14594.1215 | 14685.7342 | 14776.2009 | 14862.6694 | 14955.9978 | 15049.8789 | 15157.6982 | 15249.7518 | 15353.0617 | 15467.3289 | 15568.5341 | 15667.8751 | 15790.4018
Distribution Expenses
| Deilivery Service | Functional Allocation |  | 2017 | 2018 | 2019 | 2020 | 2021 | 2022 | 2023 | 2024 | 2025 | 2026 | 2027 | 2028 | 2029 | 2030 | 2031 | 2032 | 2033 | 2034 | 2035 | 2036 | 2037 | 2038 | 2039 | 2040 | 2041 | 2042 | 2043 | 2044 | 2045
1 | Transmission Capacity | 0.001224 |  | 8757.3367 | 9053.342 | 8949.6658 | 6541.4297 | 7480.8323 | 7853.8432 | 7940.4058 | 7952.7378 | 8144.8386 | 8180.7918 | 8213.5387 | 8250.4 | 8290.9166 | 8563.5548 | 8603.7597 | 8647.7535 | 8695.7692 | 8747.9398 | 9096.9142 | 9139.2262 | 9185.7238 | 9232.8039 | 9288.0785 | 10449.0339 | 10502.224 | 10561.8812 | 10614.318 | 10665.9025 | 10730.8914
2 | Storage Propane Air | 0.0004043 |  | 2892.5693 | 2990.3405 | 2956.096 | 2160.6499 | 2470.9368 | 2594.1432 | 2622.735 | 2626.8083 | 2690.2597 | 2702.1351 | 2712.9515 | 2725.1269 | 2738.5096 | 2828.5626 | 2841.8424 | 2856.3737 | 2872.2334 | 2889.4654 | 3004.7325 | 3018.7083 | 3034.0665 | 3049.6172 | 3067.8746 | 3451.3409 | 3468.9097 | 3488.6146 | 3505.9346 | 3522.9731 | 3544.4391
3 | Storage Holders | 0.0010179 |  | 7282.7536 | 7528.9167 | 7442.6978 | 5439.9667 | 6221.1903 | 6531.3926 | 6603.3797 | 6613.6351 | 6773.3895 | 6803.2888 | 6830.5217 | 6861.1762 | 6894.8705 | 7121.6012 | 7155.0363 | 7191.6223 | 7231.5529 | 7274.9389 | 7565.1521 | 7600.3395 | 7639.0077 | 7678.1604 | 7724.1277 | 8689.5984 | 8733.8322 | 8783.4441 | 8827.0515 | 8869.9501 | 8923.996
4 | Distribution Mains | 0.45428 |  | 3250108.2838 | 3359964.6741 | 3321487.3455 | 2427719.2398 | 2776359.528 | 2914794.9526 | 2946920.9335 | 2951497.6782 | 3022792.0266 | 3036135.3084 | 3048288.6526 | 3061968.986 | 3077005.8903 | 3178190.0663 | 3193111.2985 | 3209438.7073 | 3227258.7426 | 3246620.8051 | 3376135.5956 | 3391838.8489 | 3409095.4806 | 3426568.3237 | 3447082.3754 | 3877947.4693 | 3897687.8868 | 3919828.4469 | 3939289.3081 | 3958433.8532 | 3982553.1854
5 | Distribution Services | 0.23162 |  | 1657097.0289 | 1713108.3006 | 1693490.2875 | 1237794.5558 | 1415551.9519 | 1486134.5021 | 1502514.2232 | 1504847.7178 | 1541197.7845 | 1548000.9771 | 1554197.4693 | 1561172.5107 | 1568839.212 | 1620428.877 | 1628036.6018 | 1636361.2785 | 1645446.9842 | 1655318.9065 | 1721353.1908 | 1729359.6362 | 1738158.0855 | 1747066.7722 | 1757526.0465 | 1977206.5016 | 1987271.3316 | 1998559.8959 | 2008482.1916 | 2018243.2106 | 2030540.6697
6 | Meters and Regulators | 0.30822 |  | 2205116.4125 | 2279651.1997 | 2253545.3038 | 1647146.2097 | 1883689.8428 | 1977614.7833 | 1999411.4502 | 2002516.6559 | 2050888.0713 | 2059941.1511 | 2068186.8883 | 2077468.6491 | 2087670.809 | 2156321.7178 | 2166445.3971 | 2177523.1317 | 2189613.5757 | 2202750.2463 | 2290622.7617 | 2301277.0226 | 2312985.2115 | 2324840.0944 | 2338758.3605 | 2631089.4484 | 2644482.8232 | 2659504.6343 | 2672708.3373 | 2685697.4277 | 2702061.7857
7 | Meter Reading | 0.0026793 |  | 19169.1834 | 19817.1179 | 19590.1781 | 14318.7215 | 16375.0067 | 17191.5008 | 17380.9803 | 17407.974 | 17828.469 | 17907.1679 | 17978.8485 | 18059.5353 | 18148.2231 | 18745.0088 | 18833.0144 | 18929.3137 | 19034.4165 | 19148.6142 | 19912.4943 | 20005.1123 | 20106.8921 | 20209.9472 | 20330.9393 | 22872.1876 | 22988.6169 | 23119.2022 | 23233.9826 | 23346.8974 | 23489.1536
8 | Billing | 1.7043e-05 |  | 121.9358 | 126.0573 | 124.6138 | 91.0819 | 104.162 | 109.3557 | 110.561 | 110.7327 | 113.4075 | 113.9081 | 114.364 | 114.8773 | 115.4414 | 119.2376 | 119.7974 | 120.41 | 121.0785 | 121.805 | 126.664 | 127.2532 | 127.9006 | 128.5561 | 129.3258 | 145.4907 | 146.2313 | 147.062 | 147.7921 | 148.5104 | 149.4153
9 | Uncollectible Accounts | 1.8584e-08 |  | 0.13296 | 0.13745 | 0.13588 | 0.099314 | 0.11358 | 0.11924 | 0.12055 | 0.12074 | 0.12366 | 0.1242 | 0.1247 | 0.12526 | 0.12588 | 0.13001 | 0.13062 | 0.13129 | 0.13202 | 0.13281 | 0.13811 | 0.13875 | 0.13946 | 0.14018 | 0.14101 | 0.15864 | 0.15945 | 0.16035 | 0.16115 | 0.16193 | 0.16292
10 | Other | 9.199e-05 |  | 658.1373 | 680.3829 | 672.5914 | 491.606 | 562.2046 | 590.2374 | 596.7428 | 597.6696 | 612.1065 | 614.8085 | 617.2695 | 620.0397 | 623.0846 | 643.5741 | 646.5956 | 649.9019 | 653.5104 | 657.4311 | 683.6575 | 686.8374 | 690.3318 | 693.87 | 698.024 | 785.2729 | 789.2703 | 793.7537 | 797.6945 | 801.5712 | 806.4553
11 | Sales | 6.7893e-05 |  | 485.7389 | 502.1572 | 496.4067 | 362.8302 | 414.9356 | 435.6252 | 440.4266 | 441.1106 | 451.7657 | 453.7599 | 455.5763 | 457.6208 | 459.8682 | 474.9905 | 477.2205 | 479.6607 | 482.3239 | 485.2176 | 504.574 | 506.9209 | 509.5 | 512.1114 | 515.1773 | 579.5714 | 582.5217 | 585.8306 | 588.7391 | 591.6003 | 595.205
| Total |  |  | 7151689.5132 | 7393422.6267 | 7308755.3223 | 5342066.3905 | 6109230.7047 | 6413850.4553 | 6484541.9587 | 6494612.8406 | 6651492.2427 | 6680853.4208 | 6707596.2049 | 6737699.0471 | 6770786.9512 | 6993437.3208 | 7026270.6944 | 7062198.2845 | 7101410.3194 | 7144015.5027 | 7429005.8748 | 7463560.0442 | 7501532.3397 | 7539980.3967 | 7585120.4707 | 8533216.0738 | 8576653.807 | 8625372.9259 | 8668195.5106 | 8710322.0583 | 8763395.3595
Customer Accounts Expenses
| Deilivery Service | Functional Allocation |  | 2017 | 2018 | 2019 | 2020 | 2021 | 2022 | 2023 | 2024 | 2025 | 2026 | 2027 | 2028 | 2029 | 2030 | 2031 | 2032 | 2033 | 2034 | 2035 | 2036 | 2037 | 2038 | 2039 | 2040 | 2041 | 2042 | 2043 | 2044 | 2045
1 | Transmission Capacity | 0 |  | 0 | 0 | 0 | 0 | 0 | 0 | 0 | 0 | 0 | 0 | 0 | 0 | 0 | 0 | 0 | 0 | 0 | 0 | 0 | 0 | 0 | 0 | 0 | 0 | 0 | 0 | 0 | 0 | 0
2 | Storage Propane Air | 5.958e-05 |  | 99.5521 | 103.6289 | 99.6415 | 102.4948 | 102.6547 | 107.7735 | 108.9616 | 109.1311 | 109.6547 | 110.1483 | 110.598 | 111.104 | 111.6603 | 112.2332 | 112.7852 | 113.3891 | 114.0483 | 114.7644 | 115.4716 | 116.1476 | 116.8772 | 117.6111 | 118.4539 | 119.1735 | 119.981 | 120.8742 | 121.6653 | 122.4419 | 123.3996
3 | Storage Holders | 0 |  | 0 | 0 | 0 | 0 | 0 | 0 | 0 | 0 | 0 | 0 | 0 | 0 | 0 | 0 | 0 | 0 | 0 | 0 | 0 | 0 | 0 | 0 | 0 | 0 | 0 | 0 | 0 | 0 | 0
4 | Distribution Mains | 0 |  | 0 | 0 | 0 | 0 | 0 | 0 | 0 | 0 | 0 | 0 | 0 | 0 | 0 | 0 | 0 | 0 | 0 | 0 | 0 | 0 | 0 | 0 | 0 | 0 | 0 | 0 | 0 | 0 | 0
5 | Distribution Services | 5.958e-05 |  | 99.5521 | 103.6289 | 99.6415 | 102.4948 | 102.6547 | 107.7735 | 108.9616 | 109.1311 | 109.6547 | 110.1483 | 110.598 | 111.104 | 111.6603 | 112.2332 | 112.7852 | 113.3891 | 114.0483 | 114.7644 | 115.4716 | 116.1476 | 116.8772 | 117.6111 | 118.4539 | 119.1735 | 119.981 | 120.8742 | 121.6653 | 122.4419 | 123.3996
6 | Meters and Regulators | 0.00014895 |  | 248.8803 | 259.0723 | 249.1038 | 256.237 | 256.6367 | 269.4337 | 272.404 | 272.8277 | 274.1368 | 275.3708 | 276.4949 | 277.7601 | 279.1507 | 280.583 | 281.9629 | 283.4728 | 285.1207 | 286.9111 | 288.6791 | 290.369 | 292.1929 | 294.0276 | 296.1347 | 297.9337 | 299.9526 | 302.1856 | 304.1634 | 306.1048 | 308.4991
7 | Meter Reading | 0.28249 |  | 472005.4571 | 491334.7999 | 472429.3111 | 485957.4936 | 486715.6189 | 510985.3949 | 516618.5105 | 517422.0857 | 519904.8044 | 522245.2042 | 524377.0011 | 526776.4881 | 529413.7897 | 532130.1565 | 534747.1802 | 537610.7148 | 540735.9154 | 544131.4423 | 547484.5107 | 550689.4462 | 554148.5404 | 557628.1117 | 561624.1002 | 565035.9636 | 568864.8747 | 573099.761 | 576850.6923 | 580532.5547 | 585073.4576
8 | Billing | 0.24885 |  | 415801.3911 | 432829.0917 | 416174.7747 | 428092.0884 | 428759.9399 | 450139.7914 | 455102.1436 | 455810.0331 | 457997.122 | 460058.8386 | 461936.7917 | 464050.5597 | 466373.8245 | 468766.7399 | 471072.1414 | 473594.7005 | 476347.7677 | 479338.9721 | 482292.7738 | 485116.0815 | 488163.284 | 491228.5252 | 494748.6912 | 497754.2868 | 501127.2703 | 504857.8873 | 508162.1763 | 511405.6208 | 515405.8156
9 | Uncollectible Accounts | 0.070397 |  | 117626.5058 | 122443.4904 | 117732.1326 | 121103.4344 | 121292.3637 | 127340.533 | 128744.3382 | 128944.5938 | 129563.3018 | 130146.543 | 130677.7992 | 131275.7653 | 131932.9962 | 132609.9306 | 133262.1082 | 133975.7176 | 134754.5358 | 135600.7209 | 136436.325 | 137235.0136 | 138097.04 | 138964.1694 | 139959.993 | 140810.2492 | 141764.4361 | 142819.7944 | 143754.5483 | 144672.0898 | 145803.7093
10 | Other | 0.398 |  | 665011.3009 | 692244.527 | 665608.4713 | 684668.4083 | 685736.5354 | 719930.3674 | 727866.8976 | 728999.0595 | 732496.9767 | 735794.3799 | 738797.8813 | 742178.5327 | 745894.2428 | 749721.3482 | 753408.4884 | 757442.9393 | 761846.0531 | 766630.0312 | 771354.1893 | 775869.6419 | 780743.1804 | 785645.5691 | 791275.5411 | 796082.5358 | 801477.1115 | 807443.668 | 812728.3775 | 817915.7753 | 824313.4805
11 | Sales | 0 |  | 0 | 0 | 0 | 0 | 0 | 0 | 0 | 0 | 0 | 0 | 0 | 0 | 0 | 0 | 0 | 0 | 0 | 0 | 0 | 0 | 0 | 0 | 0 | 0 | 0 | 0 | 0 | 0 | 0
| Total |  |  | 1670892.6394 | 1739318.2392 | 1672393.0765 | 1720282.6512 | 1722966.4039 | 1808881.0675 | 1828822.2171 | 1831666.8618 | 1840455.651 | 1848740.6333 | 1856287.1641 | 1864781.3139 | 1874117.3245 | 1883733.2247 | 1892997.4514 | 1903134.3233 | 1914197.4893 | 1926217.6064 | 1938087.4213 | 1949432.8474 | 1961677.9921 | 1973995.6251 | 1988141.3679 | 2000219.316 | 2013773.6073 | 2028765.0449 | 2042043.2885 | 2055077.0292 | 2071151.7613
Customer Service and Informational Expenses
| Deilivery Service | Functional Allocation |  | 2017 | 2018 | 2019 | 2020 | 2021 | 2022 | 2023 | 2024 | 2025 | 2026 | 2027 | 2028 | 2029 | 2030 | 2031 | 2032 | 2033 | 2034 | 2035 | 2036 | 2037 | 2038 | 2039 | 2040 | 2041 | 2042 | 2043 | 2044 | 2045
1 | Transmission Capacity | 0 |  | 0 | 0 | 0 | 0 | 0 | 0 | 0 | 0 | 0 | 0 | 0 | 0 | 0 | 0 | 0 | 0 | 0 | 0 | 0 | 0 | 0 | 0 | 0 | 0 | 0 | 0 | 0 | 0 | 0
2 | Storage Propane Air | 0 |  | 0 | 0 | 0 | 0 | 0 | 0 | 0 | 0 | 0 | 0 | 0 | 0 | 0 | 0 | 0 | 0 | 0 | 0 | 0 | 0 | 0 | 0 | 0 | 0 | 0 | 0 | 0 | 0 | 0
3 | Storage Holders | 0 |  | 0 | 0 | 0 | 0 | 0 | 0 | 0 | 0 | 0 | 0 | 0 | 0 | 0 | 0 | 0 | 0 | 0 | 0 | 0 | 0 | 0 | 0 | 0 | 0 | 0 | 0 | 0 | 0 | 0
4 | Distribution Mains | 0 |  | 0 | 0 | 0 | 0 | 0 | 0 | 0 | 0 | 0 | 0 | 0 | 0 | 0 | 0 | 0 | 0 | 0 | 0 | 0 | 0 | 0 | 0 | 0 | 0 | 0 | 0 | 0 | 0 | 0
5 | Distribution Services | 0 |  | 0 | 0 | 0 | 0 | 0 | 0 | 0 | 0 | 0 | 0 | 0 | 0 | 0 | 0 | 0 | 0 | 0 | 0 | 0 | 0 | 0 | 0 | 0 | 0 | 0 | 0 | 0 | 0 | 0
6 | Meters and Regulators | 0 |  | 0 | 0 | 0 | 0 | 0 | 0 | 0 | 0 | 0 | 0 | 0 | 0 | 0 | 0 | 0 | 0 | 0 | 0 | 0 | 0 | 0 | 0 | 0 | 0 | 0 | 0 | 0 | 0 | 0
7 | Meter Reading | 0 |  | 0 | 0 | 0 | 0 | 0 | 0 | 0 | 0 | 0 | 0 | 0 | 0 | 0 | 0 | 0 | 0 | 0 | 0 | 0 | 0 | 0 | 0 | 0 | 0 | 0 | 0 | 0 | 0 | 0
8 | Billing | 0 |  | 0 | 0 | 0 | 0 | 0 | 0 | 0 | 0 | 0 | 0 | 0 | 0 | 0 | 0 | 0 | 0 | 0 | 0 | 0 | 0 | 0 | 0 | 0 | 0 | 0 | 0 | 0 | 0 | 0
9 | Uncollectible Accounts | 0 |  | 0 | 0 | 0 | 0 | 0 | 0 | 0 | 0 | 0 | 0 | 0 | 0 | 0 | 0 | 0 | 0 | 0 | 0 | 0 | 0 | 0 | 0 | 0 | 0 | 0 | 0 | 0 | 0 | 0
10 | Other | 1 |  | 35556.4036 | 37012.4925 | 35588.3327 | 36607.4173 | 36664.5273 | 38492.7815 | 38917.1269 | 38977.6606 | 39164.685 | 39340.9885 | 39501.5778 | 39682.3323 | 39881.0015 | 40085.6268 | 40282.7685 | 40498.4799 | 40733.9028 | 40989.6896 | 41242.2779 | 41483.7072 | 41744.2825 | 42006.4003 | 42307.4201 | 42564.4374 | 42852.8712 | 43171.8873 | 43454.4468 | 43731.8033 | 44073.8717
11 | Sales | 0 |  | 0 | 0 | 0 | 0 | 0 | 0 | 0 | 0 | 0 | 0 | 0 | 0 | 0 | 0 | 0 | 0 | 0 | 0 | 0 | 0 | 0 | 0 | 0 | 0 | 0 | 0 | 0 | 0 | 0
| Total |  |  | 35556.4036 | 37012.4925 | 35588.3327 | 36607.4173 | 36664.5273 | 38492.7815 | 38917.1269 | 38977.6606 | 39164.685 | 39340.9885 | 39501.5778 | 39682.3323 | 39881.0015 | 40085.6268 | 40282.7685 | 40498.4799 | 40733.9028 | 40989.6896 | 41242.2779 | 41483.7072 | 41744.2825 | 42006.4003 | 42307.4201 | 42564.4374 | 42852.8712 | 43171.8873 | 43454.4468 | 43731.8033 | 44073.8717
Sales Expenses
| Deilivery Service | Functional Allocation |  | 2017 | 2018 | 2019 | 2020 | 2021 | 2022 | 2023 | 2024 | 2025 | 2026 | 2027 | 2028 | 2029 | 2030 | 2031 | 2032 | 2033 | 2034 | 2035 | 2036 | 2037 | 2038 | 2039 | 2040 | 2041 | 2042 | 2043 | 2044 | 2045
1 | Transmission Capacity | 0 |  | 0 | 0 | 0 | 0 | 0 | 0 | 0 | 0 | 0 | 0 | 0 | 0 | 0 | 0 | 0 | 0 | 0 | 0 | 0 | 0 | 0 | 0 | 0 | 0 | 0 | 0 | 0 | 0 | 0
2 | Storage Propane Air | 0 |  | 0 | 0 | 0 | 0 | 0 | 0 | 0 | 0 | 0 | 0 | 0 | 0 | 0 | 0 | 0 | 0 | 0 | 0 | 0 | 0 | 0 | 0 | 0 | 0 | 0 | 0 | 0 | 0 | 0
3 | Storage Holders | 0 |  | 0 | 0 | 0 | 0 | 0 | 0 | 0 | 0 | 0 | 0 | 0 | 0 | 0 | 0 | 0 | 0 | 0 | 0 | 0 | 0 | 0 | 0 | 0 | 0 | 0 | 0 | 0 | 0 | 0
4 | Distribution Mains | 0 |  | 0 | 0 | 0 | 0 | 0 | 0 | 0 | 0 | 0 | 0 | 0 | 0 | 0 | 0 | 0 | 0 | 0 | 0 | 0 | 0 | 0 | 0 | 0 | 0 | 0 | 0 | 0 | 0 | 0
5 | Distribution Services | 0 |  | 0 | 0 | 0 | 0 | 0 | 0 | 0 | 0 | 0 | 0 | 0 | 0 | 0 | 0 | 0 | 0 | 0 | 0 | 0 | 0 | 0 | 0 | 0 | 0 | 0 | 0 | 0 | 0 | 0
6 | Meters and Regulators | 0 |  | 0 | 0 | 0 | 0 | 0 | 0 | 0 | 0 | 0 | 0 | 0 | 0 | 0 | 0 | 0 | 0 | 0 | 0 | 0 | 0 | 0 | 0 | 0 | 0 | 0 | 0 | 0 | 0 | 0
7 | Meter Reading | 0 |  | 0 | 0 | 0 | 0 | 0 | 0 | 0 | 0 | 0 | 0 | 0 | 0 | 0 | 0 | 0 | 0 | 0 | 0 | 0 | 0 | 0 | 0 | 0 | 0 | 0 | 0 | 0 | 0 | 0
8 | Billing | 0 |  | 0 | 0 | 0 | 0 | 0 | 0 | 0 | 0 | 0 | 0 | 0 | 0 | 0 | 0 | 0 | 0 | 0 | 0 | 0 | 0 | 0 | 0 | 0 | 0 | 0 | 0 | 0 | 0 | 0
9 | Uncollectible Accounts | 0 |  | 0 | 0 | 0 | 0 | 0 | 0 | 0 | 0 | 0 | 0 | 0 | 0 | 0 | 0 | 0 | 0 | 0 | 0 | 0 | 0 | 0 | 0 | 0 | 0 | 0 | 0 | 0 | 0 | 0
10 | Other | 0 |  | 0 | 0 | 0 | 0 | 0 | 0 | 0 | 0 | 0 | 0 | 0 | 0 | 0 | 0 | 0 | 0 | 0 | 0 | 0 | 0 | 0 | 0 | 0 | 0 | 0 | 0 | 0 | 0 | 0
11 | Sales | 1 |  | 961531.9337 | 994032.5208 | 982649.1524 | 718231.3238 | 821375.2012 | 862330.7848 | 871835.1317 | 873189.1439 | 877376.8795 | 881324.4376 | 884919.9574 | 888967.231 | 893415.8408 | 897997.8811 | 902412.2697 | 907242.6703 | 912514.6587 | 918242.8498 | 923899.3879 | 929305.9368 | 935141.4042 | 941011.4286 | 947752.959 | 953508.7195 | 959968.2901 | 967112.9845 | 973440.9562 | 979652.3672 | 987313.4954
| Total |  |  | 961531.9337 | 994032.5208 | 982649.1524 | 718231.3238 | 821375.2012 | 862330.7848 | 871835.1317 | 873189.1439 | 877376.8795 | 881324.4376 | 884919.9574 | 888967.231 | 893415.8408 | 897997.8811 | 902412.2697 | 907242.6703 | 912514.6587 | 918242.8498 | 923899.3879 | 929305.9368 | 935141.4042 | 941011.4286 | 947752.959 | 953508.7195 | 959968.2901 | 967112.9845 | 973440.9562 | 979652.3672 | 987313.4954
A&G
| Deilivery Service | Functional Allocation |  | 2017 | 2018 | 2019 | 2020 | 2021 | 2022 | 2023 | 2024 | 2025 | 2026 | 2027 | 2028 | 2029 | 2030 | 2031 | 2032 | 2033 | 2034 | 2035 | 2036 | 2037 | 2038 | 2039 | 2040 | 2041 | 2042 | 2043 | 2044 | 2045
1 | Transmission Capacity | 0.046367 |  | 286211.4928 | 295885.6817 | 292497.2857 | 213790.1531 | 244492.1632 | 256683.083 | 259512.1657 | 259915.2036 | 261161.7332 | 262336.7712 | 263407.0207 | 264611.7402 | 265935.9221 | 267299.8213 | 268613.8169 | 270051.6435 | 271620.9139 | 273325.9786 | 275009.7149 | 276619.0389 | 278356.0357 | 280103.3187 | 282110.016 | 283823.287 | 285746.0555 | 287872.7594 | 289756.3559 | 291605.2567 | 293885.6833
2 | Storage Propane Air | 0.010601 |  | 65437.5908 | 67649.4364 | 66874.7349 | 48879.6324 | 55899.1464 | 58686.4014 | 59333.225 | 59425.3731 | 59710.3718 | 59979.025 | 60223.7201 | 60499.1596 | 60801.9122 | 61113.7455 | 61414.1692 | 61742.9048 | 62101.6929 | 62491.5281 | 62876.487 | 63244.4327 | 63641.5687 | 64041.0564 | 64499.855 | 64891.5665 | 65331.1762 | 65817.4123 | 66248.066 | 66670.787 | 67192.1694
3 | Storage Holders | 0.025711 |  | 158709.291 | 164073.7984 | 162194.8734 | 118550.3884 | 135575.1913 | 142335.2701 | 143904.046 | 144127.5376 | 144818.7601 | 145470.3393 | 146063.8114 | 146731.8495 | 147466.1316 | 148222.4376 | 148951.0712 | 149748.3712 | 150618.5592 | 151564.0475 | 152497.7088 | 153390.1072 | 154353.3023 | 155322.2014 | 156434.9502 | 157384.989 | 158451.1979 | 159630.4925 | 160674.9798 | 161700.2277 | 162964.7642
4 | Distribution Mains | 0.31969 |  | 1973354.4828 | 2040055.5221 | 2016693.4055 | 1474028.0097 | 1685710.457 | 1769763.7076 | 1789269.5033 | 1792048.346 | 1800642.8466 | 1808744.4305 | 1816123.525 | 1824429.7551 | 1833559.6486 | 1842963.3817 | 1852023.0431 | 1861936.4867 | 1872756.2021 | 1884512.1835 | 1896121.1115 | 1907216.9858 | 1919193.1306 | 1931240.197 | 1945075.8573 | 1956888.4196 | 1970145.413 | 1984808.4879 | 1997795.4006 | 2010543.0955 | 2026266.0488
5 | Distribution Services | 0.15555 |  | 960158.5637 | 992612.7298 | 981245.6203 | 717205.4636 | 820202.0191 | 861099.1053 | 870589.877 | 871941.9552 | 876123.7094 | 880065.6292 | 883656.0134 | 887697.5062 | 892139.762 | 896715.2577 | 901123.3412 | 905946.8425 | 911211.3008 | 916931.3102 | 922579.7691 | 927978.5957 | 933805.7282 | 939667.3684 | 946399.2697 | 952146.8092 | 958597.1535 | 965731.643 | 972050.5764 | 978253.1155 | 985903.3012
6 | Meters and Regulators | 0.24558 |  | 1515890.5166 | 1567128.8896 | 1549182.5898 | 1132318.1418 | 1294928.2644 | 1359496.2508 | 1374480.2038 | 1376614.8539 | 1383216.9733 | 1389440.4442 | 1395108.9136 | 1401489.5895 | 1408502.9868 | 1415726.742 | 1422686.1884 | 1430301.4929 | 1438612.9767 | 1447643.681 | 1456561.4219 | 1465085.0453 | 1474284.8746 | 1483539.1844 | 1494167.4554 | 1503241.6239 | 1513425.3749 | 1524689.2489 | 1534665.5293 | 1544458.0476 | 1556536.0985
7 | Meter Reading | 0.058207 |  | 359295.8375 | 371440.3387 | 367186.713 | 268381.6481 | 306923.4422 | 322227.3236 | 325778.8149 | 326284.7689 | 327849.6009 | 329324.6858 | 330668.2244 | 332180.57 | 333842.883 | 335555.0549 | 337204.5804 | 339009.5572 | 340979.5422 | 343119.9966 | 345233.6763 | 347253.9426 | 349434.4829 | 351627.9361 | 354147.0452 | 356297.8014 | 358711.5505 | 361381.31 | 363745.8845 | 366066.9037 | 368929.6391
8 | Billing | 0.022974 |  | 141813.1933 | 146606.5983 | 144927.7026 | 105929.5838 | 121141.9362 | 127182.341 | 128584.1059 | 128783.8048 | 129401.4402 | 129983.6526 | 130513.944 | 131110.8631 | 131766.974 | 132442.7641 | 133093.8278 | 133806.2478 | 134583.796 | 135428.6282 | 136262.8924 | 137060.2866 | 137920.9406 | 138786.6912 | 139780.9775 | 140629.8757 | 141582.5766 | 142636.3242 | 143569.616 | 144485.7166 | 145615.6313
9 | Uncollectible Accounts | 2.5051e-05 |  | 154.6306 | 159.8572 | 158.0266 | 115.5037 | 132.091 | 138.6774 | 140.2058 | 140.4236 | 141.097 | 141.7319 | 142.3101 | 142.961 | 143.6764 | 144.4133 | 145.1232 | 145.9 | 146.7478 | 147.669 | 148.5787 | 149.4481 | 150.3866 | 151.3306 | 152.4147 | 153.3403 | 154.3791 | 155.5281 | 156.5458 | 157.5447 | 158.7767
10 | Other | 0.055849 |  | 344741.2285 | 356393.7716 | 352312.4548 | 257509.8551 | 294490.371 | 309174.312 | 312581.937 | 313067.3955 | 314568.8382 | 315984.1693 | 317273.2829 | 318724.3653 | 320319.3401 | 321962.1542 | 323544.8596 | 325276.7191 | 327166.9025 | 329220.6498 | 331248.7072 | 333187.1351 | 335279.3445 | 337383.9438 | 339801.007 | 341864.6389 | 344180.6101 | 346742.2211 | 349011.0097 | 351238.0075 | 353984.7772
11 | Sales | 0.059446 |  | 366944.5638 | 379347.5984 | 375003.4211 | 274094.9839 | 313457.2596 | 329086.9316 | 332714.0274 | 333230.7522 | 334828.8966 | 336335.3832 | 337707.5232 | 339252.0637 | 340949.7642 | 342698.385 | 344383.0258 | 346226.4271 | 348238.3493 | 350424.3699 | 352583.0459 | 354646.3198 | 356873.2797 | 359113.4274 | 361686.1635 | 363882.7052 | 366347.8385 | 369074.432 | 371489.3438 | 373859.7731 | 376783.4507
| Total |  |  | 6172711.3915 | 6381354.2221 | 6308276.8278 | 4610803.3636 | 5272952.3415 | 5535873.4039 | 5596888.112 | 5605580.4143 | 5632464.2673 | 5657806.2621 | 5680888.2888 | 5706870.4231 | 5735429.001 | 5764844.1572 | 5793183.0468 | 5824192.5927 | 5858036.9835 | 5894810.0425 | 5931123.1138 | 5965831.3377 | 6003293.0743 | 6040976.6554 | 6084255.0114 | 6121205.0569 | 6162673.3258 | 6208539.8593 | 6249163.3078 | 6289038.4756 | 6338220.3403
Depreciation
| Deilivery Service | Functional Allocation |  | 2017 | 2018 | 2019 | 2020 | 2021 | 2022 | 2023 | 2024 | 2025 | 2026 | 2027 | 2028 | 2029 | 2030 | 2031 | 2032 | 2033 | 2034 | 2035 | 2036 | 2037 | 2038 | 2039 | 2040 | 2041 | 2042 | 2043 | 2044 | 2045
1 | Transmission Capacity | 0.077226 |  | 338210.9722 | 376351.2522 | 391687.6508 | 407364.0988 | 419114.9326 | 432835.6317 | 443240.0516 | 459443.3828 | 472050.4946 | 490574.236 | 500966.8859 | 514648.7274 | 528337.2993 | 542031.7393 | 562447.752 | 576140.987 | 589840.1759 | 603545.6089 | 617257.3967 | 637687.465 | 651393.455 | 665105.2703 | 678817.0552 | 692540.9263 | 712969.8075 | 726688.3697 | 740416.0358 | 754131.4453 | 767844.6436
2 | Storage Propane Air | 0.0075315 |  | 32984.3333 | 36703.9988 | 38199.6951 | 39728.555 | 40874.5657 | 42212.6894 | 43227.39 | 44807.6346 | 46037.1547 | 47843.6994 | 48857.2521 | 50191.5861 | 51526.5766 | 52862.1393 | 54853.2296 | 56188.6748 | 57524.7007 | 58861.3355 | 60198.5901 | 62191.0512 | 63527.7403 | 64864.9976 | 66202.2519 | 67540.685 | 69533.0302 | 70870.9455 | 72209.7486 | 73547.3565 | 74884.7486
3 | Storage Holders | 0.081508 |  | 356963.5519 | 397218.573 | 413405.3196 | 429950.9702 | 442353.3454 | 456834.8078 | 467816.1154 | 484917.8629 | 498223.9936 | 517774.8097 | 528743.6945 | 543184.1449 | 557631.6988 | 572085.4461 | 593633.4532 | 608085.9287 | 622544.6883 | 637010.0381 | 651482.0952 | 673044.9371 | 687510.8749 | 701982.961 | 716455.0149 | 730939.8252 | 752501.4142 | 766980.6213 | 781469.437 | 795945.3166 | 810418.8623
4 | Distribution Mains | 0.39651 |  | 1736500.4457 | 1932326.7753 | 2011069.5279 | 2091558.2207 | 2151891.3551 | 2222338.5082 | 2275758.6552 | 2358952.5612 | 2423682.1444 | 2518789.8963 | 2572149.6112 | 2642397.2551 | 2712679.4552 | 2782991.7839 | 2887815.1582 | 2958121.2999 | 3028458.0118 | 3098826.7829 | 3169228.1822 | 3274123.7225 | 3344495.3537 | 3414896.8938 | 3485298.2779 | 3555761.7171 | 3660651.1625 | 3731087.3441 | 3801570.268 | 3871990.2624 | 3942398.9036
5 | Distribution Services | 0.20538 |  | 899470.1561 | 1000904.0139 | 1041691.0786 | 1083382.503 | 1114633.7785 | 1151123.8997 | 1178794.3953 | 1221887.0624 | 1255415.6045 | 1304679.3894 | 1332318.5825 | 1368705.3622 | 1405110.0413 | 1441530.3264 | 1495826.5962 | 1532243.6766 | 1568676.5917 | 1605126.1127 | 1641592.5344 | 1695926.1848 | 1732377.1873 | 1768843.682 | 1805310.0958 | 1841808.6529 | 1896139.1462 | 1932623.5844 | 1969132.2342 | 2005608.2878 | 2042078.4607
6 | Meters and Regulators | 0.14957 |  | 655059.1703 | 728930.636 | 758634.7241 | 788997.4323 | 811756.8695 | 838331.6129 | 858483.2675 | 889866.4618 | 914284.3692 | 950161.8176 | 970290.6754 | 996790.158 | 1023302.6762 | 1049826.5598 | 1089369.0274 | 1115890.5771 | 1142423.6588 | 1168968.8341 | 1195526.3178 | 1235096.0085 | 1261642.2628 | 1288199.7996 | 1314757.2775 | 1341338.1644 | 1380905.556 | 1407476.1606 | 1434064.3977 | 1460628.896 | 1487189.1115
7 | Meter Reading | 0.038428 |  | 168294.6029 | 187273.2991 | 194904.7283 | 202705.367 | 208552.6105 | 215380.0638 | 220557.3285 | 228620.1455 | 234893.475 | 244110.9338 | 249282.3417 | 256090.4593 | 262901.926 | 269716.3127 | 279875.3703 | 286689.1574 | 293505.9071 | 300325.7639 | 307148.7829 | 317314.8346 | 324134.9686 | 330958.0013 | 337781.0188 | 344610.0505 | 354775.5115 | 361601.9014 | 368432.8215 | 375257.6426 | 382081.3635
8 | Billing | 0.0037258 |  | 16317.2074 | 18157.31 | 18897.2244 | 19653.5448 | 20220.4714 | 20882.4354 | 21384.4034 | 22166.1436 | 22774.3819 | 23668.0718 | 24169.4719 | 24829.5612 | 25489.9752 | 26150.6724 | 27135.6561 | 27796.2951 | 28457.2214 | 29118.4489 | 29779.9829 | 30765.6448 | 31426.8992 | 32088.4346 | 32749.9685 | 33412.0856 | 34397.6902 | 35059.5511 | 35721.8513 | 36383.5601 | 37045.1622
9 | Uncollectible Accounts | 4.0626e-06 |  | 17.792 | 19.7984 | 20.6052 | 21.4299 | 22.048 | 22.7698 | 23.3172 | 24.1696 | 24.8328 | 25.8072 | 26.354 | 27.0737 | 27.7938 | 28.5142 | 29.5882 | 30.3086 | 31.0293 | 31.7502 | 32.4716 | 33.5463 | 34.2673 | 34.9887 | 35.71 | 36.4319 | 37.5066 | 38.2283 | 38.9505 | 39.672 | 40.3934
10 | Other | 0.023551 |  | 103143.1489 | 114774.6715 | 119451.7653 | 124232.5629 | 127816.1782 | 132000.5371 | 135173.5407 | 140115.0203 | 143959.772 | 149608.8998 | 152778.3139 | 156950.8226 | 161125.3839 | 165301.7346 | 171527.9426 | 175703.9259 | 179881.7249 | 184061.4282 | 188243.0696 | 194473.564 | 198653.4371 | 202835.0868 | 207016.7272 | 211202.0535 | 217432.1859 | 221615.8932 | 225802.3769 | 229985.1227 | 234167.1941
11 | Sales | 0.016563 |  | 72536.8679 | 80716.8996 | 84006.1315 | 87368.2945 | 89888.5223 | 92831.2315 | 95062.6908 | 98537.8557 | 101241.7313 | 105214.5598 | 107443.4948 | 110377.8701 | 113313.689 | 116250.7663 | 120629.4345 | 123566.2534 | 126504.3492 | 129443.7843 | 132384.5823 | 136766.2649 | 139705.8195 | 142646.6233 | 145587.4207 | 148530.8102 | 152912.2383 | 155854.4892 | 158798.6926 | 161740.2673 | 164681.3678
| Total |  |  | 4379498.2485 | 4873377.2279 | 5071968.4508 | 5274962.9792 | 5427124.6773 | 5604794.1875 | 5739521.1556 | 5949338.3004 | 6112587.954 | 6352452.121 | 6487026.678 | 6664193.0209 | 6841446.5155 | 7018775.9951 | 7283143.2084 | 7460457.0843 | 7637848.059 | 7815319.8879 | 7992874.0058 | 8257423.2239 | 8434902.2658 | 8612456.7389 | 8790010.8184 | 8967721.4026 | 9232255.2492 | 9409897.0889 | 9587656.814 | 9765257.8292 | 9942830.2114
Other Items
| Deilivery Service | Functional Allocation |  | 2017 | 2018 | 2019 | 2020 | 2021 | 2022 | 2023 | 2024 | 2025 | 2026 | 2027 | 2028 | 2029 | 2030 | 2031 | 2032 | 2033 | 2034 | 2035 | 2036 | 2037 | 2038 | 2039 | 2040 | 2041 | 2042 | 2043 | 2044 | 2045
1 | Transmission Capacity | 0 |  | 0 | 0 | 0 | 0 | 0 | 0 | 0 | 0 | 0 | 0 | 0 | 0 | 0 | 0 | 0 | 0 | 0 | 0 | 0 | 0 | 0 | 0 | 0 | 0 | 0 | 0 | 0 | 0 | 0
2 | Storage Propane Air | 0 |  | 0 | 0 | 0 | 0 | 0 | 0 | 0 | 0 | 0 | 0 | 0 | 0 | 0 | 0 | 0 | 0 | 0 | 0 | 0 | 0 | 0 | 0 | 0 | 0 | 0 | 0 | 0 | 0 | 0
3 | Storage Holders | 0 |  | 0 | 0 | 0 | 0 | 0 | 0 | 0 | 0 | 0 | 0 | 0 | 0 | 0 | 0 | 0 | 0 | 0 | 0 | 0 | 0 | 0 | 0 | 0 | 0 | 0 | 0 | 0 | 0 | 0
4 | Distribution Mains | 0 |  | 0 | 0 | 0 | 0 | 0 | 0 | 0 | 0 | 0 | 0 | 0 | 0 | 0 | 0 | 0 | 0 | 0 | 0 | 0 | 0 | 0 | 0 | 0 | 0 | 0 | 0 | 0 | 0 | 0
5 | Distribution Services | 0.89299 |  | 408449.9301 | 416618.9287 | 424951.3072 | 433450.3334 | 442119.3401 | 450961.7269 | 459980.9614 | 469180.5806 | 478564.1922 | 488135.4761 | 497898.1856 | 507856.1493 | 518013.2723 | 528373.5377 | 538941.0085 | 549719.8287 | 560714.2252 | 571928.5097 | 583367.0799 | 595034.4215 | 606935.11 | 619073.8122 | 631455.2884 | 644084.3942 | 656966.0821 | 670105.4037 | 683507.5118 | 697177.662 | 711121.2153
6 | Meters and Regulators | 0 |  | 0 | 0 | 0 | 0 | 0 | 0 | 0 | 0 | 0 | 0 | 0 | 0 | 0 | 0 | 0 | 0 | 0 | 0 | 0 | 0 | 0 | 0 | 0 | 0 | 0 | 0 | 0 | 0 | 0
7 | Meter Reading | 0 |  | 0 | 0 | 0 | 0 | 0 | 0 | 0 | 0 | 0 | 0 | 0 | 0 | 0 | 0 | 0 | 0 | 0 | 0 | 0 | 0 | 0 | 0 | 0 | 0 | 0 | 0 | 0 | 0 | 0
8 | Billing | 0 |  | 0 | 0 | 0 | 0 | 0 | 0 | 0 | 0 | 0 | 0 | 0 | 0 | 0 | 0 | 0 | 0 | 0 | 0 | 0 | 0 | 0 | 0 | 0 | 0 | 0 | 0 | 0 | 0 | 0
9 | Uncollectible Accounts | 0.10701 |  | 48945 | 49923.9 | 50922.378 | 51940.8256 | 52979.6421 | 54039.2349 | 55120.0196 | 56222.42 | 57346.8684 | 58493.8058 | 59663.6819 | 60856.9555 | 62074.0946 | 63315.5765 | 64581.8881 | 65873.5258 | 67190.9963 | 68534.8163 | 69905.5126 | 71303.6228 | 72729.6953 | 74184.2892 | 75667.975 | 77181.3345 | 78724.9612 | 80299.4604 | 81905.4496 | 83543.5586 | 85214.4298
10 | Other | 0 |  | 0 | 0 | 0 | 0 | 0 | 0 | 0 | 0 | 0 | 0 | 0 | 0 | 0 | 0 | 0 | 0 | 0 | 0 | 0 | 0 | 0 | 0 | 0 | 0 | 0 | 0 | 0 | 0 | 0
11 | Sales | 0 |  | 0 | 0 | 0 | 0 | 0 | 0 | 0 | 0 | 0 | 0 | 0 | 0 | 0 | 0 | 0 | 0 | 0 | 0 | 0 | 0 | 0 | 0 | 0 | 0 | 0 | 0 | 0 | 0 | 0
| Total |  |  | 457394.9301 | 466542.8287 | 475873.6852 | 485391.1589 | 495098.9821 | 505000.9618 | 515100.981 | 525403.0006 | 535911.0606 | 546629.2818 | 557561.8675 | 568713.1048 | 580087.3669 | 591689.1143 | 603522.8966 | 615593.3545 | 627905.2216 | 640463.326 | 653272.5925 | 666338.0444 | 679664.8053 | 693258.1014 | 707123.2634 | 721265.7287 | 735691.0432 | 750404.8641 | 765412.9614 | 780721.2206 | 796335.645
Taxes Other Than Income
| Deilivery Service | Functional Allocation |  | 2017 | 2018 | 2019 | 2020 | 2021 | 2022 | 2023 | 2024 | 2025 | 2026 | 2027 | 2028 | 2029 | 2030 | 2031 | 2032 | 2033 | 2034 | 2035 | 2036 | 2037 | 2038 | 2039 | 2040 | 2041 | 2042 | 2043 | 2044 | 2045
1 | Transmission Capacity | 0.063553 |  | 474523.2958 | 484013.7617 | 493694.037 | 503567.9177 | 513639.2761 | 523912.0616 | 534390.3028 | 545078.1089 | 555979.671 | 567099.2645 | 578441.2497 | 590010.0747 | 601810.2762 | 613846.4818 | 626123.4114 | 638645.8796 | 651418.7972 | 664447.1732 | 677736.1166 | 691290.839 | 705116.6557 | 719218.9889 | 733603.3686 | 748275.436 | 763240.9447 | 778505.7636 | 794075.8789 | 809957.3965 | 826156.5444
2 | Storage Propane Air | 0.018533 |  | 138374.8881 | 141142.3858 | 143965.2335 | 146844.5382 | 149781.429 | 152777.0576 | 155832.5987 | 158949.2507 | 162128.2357 | 165370.8004 | 168678.2164 | 172051.7807 | 175492.8164 | 179002.6727 | 182582.7261 | 186234.3807 | 189959.0683 | 193758.2496 | 197633.4146 | 201586.0829 | 205617.8046 | 209730.1607 | 213924.7639 | 218203.2592 | 222567.3243 | 227018.6708 | 231559.0442 | 236190.2251 | 240914.0296
3 | Storage Holders | 0.04615 |  | 344577.7978 | 351469.3538 | 358498.7408 | 365668.7157 | 372982.09 | 380441.7318 | 388050.5664 | 395811.5777 | 403727.8093 | 411802.3655 | 420038.4128 | 428439.181 | 437007.9647 | 445748.1239 | 454663.0864 | 463756.3482 | 473031.4751 | 482492.1046 | 492141.9467 | 501984.7856 | 512024.4814 | 522264.971 | 532710.2704 | 543364.4758 | 554231.7653 | 565316.4006 | 576622.7286 | 588155.1832 | 599918.2869
4 | Distribution Mains | 0.41493 |  | 3098052.5475 | 3160013.5984 | 3223213.8704 | 3287678.1478 | 3353431.7107 | 3420500.345 | 3488910.3519 | 3558688.5589 | 3629862.3301 | 3702459.5767 | 3776508.7682 | 3852038.9436 | 3929079.7224 | 4007661.3169 | 4087814.5432 | 4169570.8341 | 4252962.2508 | 4338021.4958 | 4424781.9257 | 4513277.5642 | 4603543.1155 | 4695613.9778 | 4789526.2574 | 4885316.7825 | 4983023.1182 | 5082683.5805 | 5184337.2521 | 5288023.9972 | 5393784.4771
5 | Distribution Services | 0.18191 |  | 1358224.1382 | 1385388.621 | 1413096.3934 | 1441358.3213 | 1470185.4877 | 1499589.1974 | 1529580.9814 | 1560172.601 | 1591376.053 | 1623203.5741 | 1655667.6456 | 1688780.9985 | 1722556.6185 | 1757007.7508 | 1792147.9058 | 1827990.864 | 1864550.6812 | 1901841.6949 | 1939878.5288 | 1978676.0993 | 2018249.6213 | 2058614.6137 | 2099786.906 | 2141782.6441 | 2184618.297 | 2228310.663 | 2272876.8762 | 2318334.4137 | 2364701.102
6 | Meters and Regulators | 0.16276 |  | 1215276.4239 | 1239581.9523 | 1264373.5914 | 1289661.0632 | 1315454.2845 | 1341763.3702 | 1368598.6376 | 1395970.6103 | 1423890.0225 | 1452367.823 | 1481415.1794 | 1511043.483 | 1541264.3527 | 1572089.6397 | 1603531.4325 | 1635602.0612 | 1668314.1024 | 1701680.3845 | 1735713.9921 | 1770428.272 | 1805836.8374 | 1841953.5742 | 1878792.6457 | 1916368.4986 | 1954695.8685 | 1993789.7859 | 2033665.5816 | 2074338.8933 | 2115825.6711
7 | Meter Reading | 0.035005 |  | 261365.0186 | 266592.319 | 271924.1654 | 277362.6487 | 282909.9017 | 288568.0997 | 294339.4617 | 300226.2509 | 306230.7759 | 312355.3915 | 318602.4993 | 324974.5493 | 331474.0403 | 338103.5211 | 344865.5915 | 351762.9033 | 358798.1614 | 365974.1246 | 373293.6071 | 380759.4792 | 388374.6688 | 396142.1622 | 404065.0055 | 412146.3056 | 420389.2317 | 428797.0163 | 437372.9566 | 446120.4158 | 455042.8241
8 | Billing | 0.012533 |  | 93576.5837 | 95448.1153 | 97357.0776 | 99304.2192 | 101290.3036 | 103316.1097 | 105382.4318 | 107490.0805 | 109639.8821 | 111832.6797 | 114069.3333 | 116350.72 | 118677.7344 | 121051.2891 | 123472.3149 | 125941.7612 | 128460.5964 | 131029.8083 | 133650.4045 | 136323.4126 | 139049.8808 | 141830.8784 | 144667.496 | 147560.8459 | 150512.0628 | 153522.3041 | 156592.7502 | 159724.6052 | 162919.0973
9 | Uncollectible Accounts | 1.3666e-05 |  | 102.0343 | 104.0749 | 106.1564 | 108.2796 | 110.4452 | 112.6541 | 114.9071 | 117.2053 | 119.5494 | 121.9404 | 124.3792 | 126.8668 | 129.4041 | 131.9922 | 134.632 | 137.3247 | 140.0712 | 142.8726 | 145.73 | 148.6446 | 151.6175 | 154.6499 | 157.7429 | 160.8977 | 164.1157 | 167.398 | 170.746 | 174.1609 | 177.6441
10 | Other | 0.032093 |  | 239620.6663 | 244413.0796 | 249301.3412 | 254287.368 | 259373.1154 | 264560.5777 | 269851.7892 | 275248.825 | 280753.8015 | 286368.8775 | 292096.2551 | 297938.1802 | 303896.9438 | 309974.8827 | 316174.3803 | 322497.8679 | 328947.8253 | 335526.7818 | 342237.3174 | 349082.0638 | 356063.7051 | 363184.9792 | 370448.6787 | 377857.6523 | 385414.8054 | 393123.1015 | 400985.5635 | 409005.2748 | 417185.3803
11 | Sales | 0.032524 |  | 242841.4052 | 247698.2333 | 252652.198 | 257705.2419 | 262859.3468 | 268116.5337 | 273478.8644 | 278948.4417 | 284527.4105 | 290217.9587 | 296022.3179 | 301942.7642 | 307981.6195 | 314141.2519 | 320424.077 | 326832.5585 | 333369.2097 | 340036.5939 | 346837.3257 | 353774.0723 | 360849.5537 | 368066.5448 | 375427.8757 | 382936.4332 | 390595.1618 | 398407.0651 | 406375.2064 | 414502.7105 | 422792.7647
| Total |  |  | 7466534.7992 | 7615865.4952 | 7768182.8051 | 7923546.4612 | 8082017.3904 | 8243657.7382 | 8408530.893 | 8576701.5109 | 8748235.5411 | 8923200.2519 | 9101664.257 | 9283697.5421 | 9469371.4929 | 9658758.9228 | 9851934.1012 | 10048972.7833 | 10249952.2389 | 10454951.2837 | 10664050.3094 | 10877331.3156 | 11094877.9419 | 11316775.5007 | 11543111.0107 | 11773973.231 | 12009452.6956 | 12249641.7495 | 12494634.5845 | 12744527.2762 | 12999417.8217
Income Tax
| Deilivery Service | Functional Allocation |  | 2017 | 2018 | 2019 | 2020 | 2021 | 2022 | 2023 | 2024 | 2025 | 2026 | 2027 | 2028 | 2029 | 2030 | 2031 | 2032 | 2033 | 2034 | 2035 | 2036 | 2037 | 2038 | 2039 | 2040 | 2041 | 2042 | 2043 | 2044 | 2045
1 | Transmission Capacity | 0.10418 |  | 194803.764 | 226804.4015 | 233334.3173 | 236425.2146 | 238011.6097 | 241953.354 | 242935.1106 | 250157.2423 | 252950.6158 | 263890.6053 | 263435.152 | 266775.7529 | 269786.6359 | 272466.6459 | 284168.3424 | 286005.6946 | 287512.1573 | 288687.9165 | 289532.9453 | 299395.4556 | 299391.783 | 299056.7587 | 298383.5213 | 297385.9719 | 305390.3821 | 303544.4237 | 301370.5646 | 298844.0755 | 295976.7827
2 | Storage Propane Air | 0.040275 |  | 75310.1279 | 87681.4088 | 90205.8405 | 91400.7654 | 92014.0576 | 93537.9156 | 93917.4576 | 96709.4963 | 97789.4001 | 102018.7435 | 101842.6676 | 103134.1266 | 104298.1184 | 105334.1964 | 109858.0118 | 110568.3226 | 111150.7133 | 111605.2558 | 111931.9395 | 115744.735 | 115743.3152 | 115613.7965 | 115353.5264 | 114967.879 | 118062.3426 | 117348.7046 | 116508.302 | 115531.5743 | 114423.0937
3 | Storage Holders | 0.11594 |  | 216787.7569 | 252399.7301 | 259666.5599 | 263106.2711 | 264871.6941 | 269258.2721 | 270350.8219 | 278387.9855 | 281496.5967 | 293671.1859 | 293164.3338 | 296881.9281 | 300232.5953 | 303215.0498 | 316237.3061 | 318282.0071 | 319958.4771 | 321266.9231 | 322207.315 | 333182.8292 | 333178.7422 | 332805.9098 | 332056.6962 | 330946.5714 | 339854.2952 | 337800.0167 | 335380.8333 | 332569.2248 | 329378.3523
4 | Distribution Mains | 0.44812 |  | 837933.0967 | 975581.3262 | 1003669.2464 | 1016964.4984 | 1023788.2525 | 1040743.3563 | 1044966.3053 | 1076031.7374 | 1088047.2142 | 1135104.7205 | 1133145.6237 | 1147514.956 | 1160466.0331 | 1171993.8856 | 1222327.8146 | 1230231.0406 | 1236710.9718 | 1241768.4076 | 1245403.2324 | 1287826.0462 | 1287810.249 | 1286369.1683 | 1283473.2903 | 1279182.4101 | 1313612.7521 | 1305672.5067 | 1296321.8227 | 1285454.328 | 1273120.8931
5 | Distribution Services | 0.19004 |  | 355357.4661 | 413732.444 | 425644.1971 | 431282.5555 | 434176.4285 | 441366.8864 | 443157.7889 | 456332.2694 | 461427.8903 | 481384.4194 | 480553.5897 | 486647.4527 | 492139.8506 | 497028.6758 | 518374.6968 | 521726.361 | 524474.4228 | 526619.2212 | 528160.7072 | 546151.7182 | 546145.0188 | 545533.8736 | 544305.7662 | 542486.0549 | 557087.5537 | 553720.19 | 549754.6761 | 545145.9007 | 539915.4376
6 | Meters and Regulators | 0.09458 |  | 176855.6432 | 205907.9223 | 211836.2085 | 214642.3279 | 216082.5615 | 219661.1358 | 220552.4389 | 227109.164 | 229645.1718 | 239577.2124 | 239163.7219 | 242196.5387 | 244930.0159 | 247363.1049 | 257986.6731 | 259654.742 | 261022.4077 | 262089.8391 | 262857.0116 | 271810.8458 | 271807.5116 | 271503.3546 | 270892.1455 | 269986.5047 | 277253.4337 | 275577.5514 | 273603.9795 | 271310.2668 | 268707.1502
7 | Meter Reading | 0.0067348 |  | 12593.4722 | 14662.2163 | 15084.3556 | 15284.1727 | 15386.7283 | 15641.5501 | 15705.0177 | 16171.9066 | 16352.4897 | 17059.7269 | 17030.2832 | 17246.2429 | 17440.8874 | 17614.1419 | 18370.621 | 18489.4003 | 18586.7885 | 18662.7978 | 18717.4263 | 19355.0077 | 19354.7703 | 19333.112 | 19289.5892 | 19225.1007 | 19742.5615 | 19623.2259 | 19482.6925 | 19319.3626 | 19134.0009
8 | Billing | 0.00060347 |  | 1128.424 | 1313.7915 | 1351.6168 | 1369.5212 | 1378.7105 | 1401.5436 | 1407.2305 | 1449.0656 | 1465.2465 | 1528.6177 | 1525.9794 | 1545.3303 | 1562.7712 | 1578.2954 | 1646.0789 | 1656.722 | 1665.4483 | 1672.2591 | 1677.154 | 1734.2838 | 1734.2625 | 1732.3218 | 1728.422 | 1722.6436 | 1769.0101 | 1758.3171 | 1745.7248 | 1731.0898 | 1714.4807
9 | Uncollectible Accounts | -0.007359 |  | -13760.6324 | -16021.1073 | -16482.3703 | -16700.7064 | -16812.7669 | -17091.2056 | -17160.5553 | -17670.7154 | -17868.0349 | -18640.8186 | -18608.6461 | -18844.6209 | -19057.3049 | -19246.6166 | -20073.2061 | -20202.9938 | -20309.408 | -20392.4618 | -20452.1533 | -21148.8255 | -21148.5661 | -21124.9005 | -21077.3441 | -21006.8788 | -21572.2977 | -21441.9021 | -21288.3441 | -21109.8769 | -20907.3358
10 | Other | 0.0040734 |  | 7616.7791 | 8867.9961 | 9123.3142 | 9244.1675 | 9306.1952 | 9460.3164 | 9498.7029 | 9781.0864 | 9890.3066 | 10318.0575 | 10300.2494 | 10430.8661 | 10548.5909 | 10653.3786 | 11110.9121 | 11182.7521 | 11241.6544 | 11287.6263 | 11320.6667 | 11706.2884 | 11706.1448 | 11693.0455 | 11666.722 | 11627.7181 | 11940.6886 | 11868.512 | 11783.5147 | 11684.7296 | 11572.6191
11 | Sales | 0.0028217 |  | 5276.2102 | 6142.9393 | 6319.8004 | 6403.5166 | 6446.4837 | 6553.2448 | 6579.8354 | 6775.445 | 6851.1028 | 7147.4097 | 7135.0738 | 7225.5531 | 7307.1021 | 7379.6895 | 7696.627 | 7746.3912 | 7787.1934 | 7819.0385 | 7841.9259 | 8109.0495 | 8108.95 | 8099.8759 | 8081.6415 | 8054.6231 | 8271.4205 | 8221.4232 | 8162.5448 | 8094.1155 | 8016.4556
| Total |  |  | 1869902.108 | 2177073.0688 | 2239753.0863 | 2269422.3044 | 2284649.9547 | 2322486.3695 | 2331910.1544 | 2401234.6831 | 2428047.9996 | 2533059.8802 | 2528688.0284 | 2560754.1264 | 2589655.2958 | 2615380.4472 | 2727703.8776 | 2745340.4396 | 2759800.8267 | 2771086.823 | 2779198.1705 | 2873867.4339 | 2873832.1813 | 2870616.3162 | 2864153.9766 | 2854578.5987 | 2931412.1423 | 2913692.9692 | 2892826.3108 | 2868574.7907 | 2841051.9301
Return
| Deilivery Service | Functional Allocation |  | 2017 | 2018 | 2019 | 2020 | 2021 | 2022 | 2023 | 2024 | 2025 | 2026 | 2027 | 2028 | 2029 | 2030 | 2031 | 2032 | 2033 | 2034 | 2035 | 2036 | 2037 | 2038 | 2039 | 2040 | 2041 | 2042 | 2043 | 2044 | 2045
1 | Transmission Capacity | 0.10418 |  | 756519.472 | 880793.7921 | 906152.6885 | 918156.1731 | 924316.9309 | 939624.6758 | 943437.3229 | 971484.436 | 982332.4884 | 1024817.8848 | 1023049.134 | 1036022.3412 | 1047715.0909 | 1058122.8967 | 1103566.3784 | 1110701.7266 | 1116552.0673 | 1121118.1224 | 1124399.7874 | 1162700.7983 | 1162686.536 | 1161385.4707 | 1158770.9565 | 1154896.9784 | 1185982.0665 | 1178813.2958 | 1170371.1248 | 1160559.5164 | 1149424.3987
2 | Storage Propane Air | 0.040275 |  | 292466.5161 | 340510.3256 | 350313.9438 | 354954.4289 | 357336.146 | 363254.0411 | 364727.9907 | 375570.8596 | 379764.6605 | 396189.2951 | 395505.5052 | 400520.88 | 405041.2366 | 409064.8405 | 426633.0556 | 429391.5443 | 431653.2557 | 433418.469 | 434687.1437 | 449494.1165 | 449488.6028 | 448985.6177 | 447974.86 | 446477.2001 | 458494.5344 | 455723.1247 | 452459.4251 | 448666.308 | 444361.5291
3 | Storage Holders | 0.11594 |  | 841894.2017 | 980193.1265 | 1008413.8248 | 1021771.9265 | 1028627.9381 | 1045663.1926 | 1049906.1045 | 1081118.3902 | 1093190.6668 | 1140470.625 | 1138502.267 | 1152939.5265 | 1165951.8264 | 1177534.1738 | 1228106.043 | 1236046.6294 | 1242557.1927 | 1247638.5362 | 1251290.5436 | 1293913.9 | 1293898.0281 | 1292450.135 | 1289540.5676 | 1285229.4034 | 1319822.5057 | 1311844.7249 | 1302449.838 | 1291530.9701 | 1279139.2322
4 | Distribution Mains | 0.44812 |  | 3254109.1135 | 3788665.3445 | 3897744.6462 | 3949376.6928 | 3975876.7089 | 4041721.7719 | 4058121.574 | 4178764.0288 | 4225426.0744 | 4408173.6718 | 4400565.5287 | 4456368.761 | 4506664.2062 | 4551432.5656 | 4746904.1344 | 4777596.2742 | 4802761.0554 | 4822401.5828 | 4836517.4073 | 5001266.1988 | 5001204.8504 | 4995608.4204 | 4984362.2926 | 4967698.6799 | 5101408.7461 | 5070572.8415 | 5034259.5057 | 4992055.6426 | 4944158.8083
5 | Distribution Services | 0.19004 |  | 1380028.9946 | 1606727.938 | 1652987.1733 | 1674883.7105 | 1686122.0523 | 1714046.1609 | 1721001.122 | 1772164.1531 | 1791952.9719 | 1869454.0557 | 1866227.5327 | 1889893.0202 | 1911222.7207 | 1930208.4497 | 2013105.6186 | 2026121.7902 | 2036793.8748 | 2045123.189 | 2051109.5424 | 2120977.5466 | 2120951.5294 | 2118578.15 | 2113808.8009 | 2106741.9608 | 2163446.8105 | 2150369.6699 | 2134969.6158 | 2117071.4592 | 2096758.9811
6 | Meters and Regulators | 0.09458 |  | 686818.032 | 799642.4167 | 822664.8873 | 833562.4385 | 839155.5788 | 853052.9544 | 856514.3257 | 881977.3358 | 891825.9098 | 930396.9413 | 928791.1532 | 940569.0822 | 951184.5279 | 960633.4171 | 1001889.9926 | 1008367.93 | 1013679.2532 | 1017824.6177 | 1020803.9286 | 1055576.1003 | 1055563.152 | 1054381.9596 | 1052008.3319 | 1048491.2803 | 1076712.3637 | 1070204.0831 | 1062539.7261 | 1053632.104 | 1043522.9134
7 | Meter Reading | 0.0067348 |  | 48906.6882 | 56940.6459 | 58580.0216 | 59356.0105 | 59754.2848 | 60743.884 | 60990.3601 | 62803.5208 | 63504.8145 | 66251.3665 | 66137.0221 | 66975.7006 | 67731.6014 | 68404.4344 | 71342.2176 | 71803.4962 | 72181.703 | 72476.8846 | 72689.0343 | 75165.0784 | 75164.1564 | 75080.0465 | 74911.0261 | 74660.5852 | 76670.1418 | 76206.7025 | 75660.9418 | 75026.6511 | 74306.7995
8 | Billing | 0.00060347 |  | 4382.229 | 5102.1027 | 5248.9971 | 5318.5288 | 5354.2157 | 5442.8876 | 5464.9728 | 5627.4391 | 5690.2777 | 5936.3794 | 5926.1337 | 6001.2825 | 6069.0142 | 6129.3026 | 6392.5394 | 6433.8718 | 6467.7605 | 6494.21 | 6513.2194 | 6735.0826 | 6734.9999 | 6727.4634 | 6712.3185 | 6689.878 | 6869.9421 | 6828.4161 | 6779.5138 | 6722.6789 | 6658.1774
9 | Uncollectible Accounts | -0.007359 |  | -53439.3493 | -62217.8924 | -64009.2051 | -64857.1124 | -65292.2987 | -66373.6138 | -66642.9332 | -68624.1373 | -69390.4267 | -72391.5285 | -72266.5867 | -73182.9937 | -74008.9512 | -74744.1423 | -77954.1986 | -78458.2284 | -78871.4873 | -79194.0263 | -79425.838 | -82131.3613 | -82130.3538 | -82038.4486 | -81853.7634 | -81580.1117 | -83775.9136 | -83269.5229 | -82673.1811 | -81980.1045 | -81193.5373
10 | Other | 0.0040734 |  | 29579.7246 | 34438.8199 | 35430.3465 | 35899.6797 | 36140.5639 | 36739.0929 | 36888.1665 | 37984.8017 | 38408.9578 | 40070.1264 | 40000.9686 | 40508.2178 | 40965.4015 | 41372.3441 | 43149.173 | 43428.1634 | 43656.9102 | 43835.4419 | 43963.7542 | 45461.3142 | 45460.7566 | 45409.8853 | 45307.6584 | 45156.1868 | 46371.6061 | 46091.3089 | 45761.2221 | 45377.5906 | 44942.2103
11 | Sales | 0.0028217 |  | 20490.1367 | 23856.0749 | 24542.9142 | 24868.0255 | 25034.888 | 25449.4944 | 25552.759 | 26312.4079 | 26606.2246 | 27756.9307 | 27709.0246 | 28060.4006 | 28377.0957 | 28658.9885 | 29889.8136 | 30083.0726 | 30241.5276 | 30365.1981 | 30454.0811 | 31491.4542 | 31491.0679 | 31455.8289 | 31385.0155 | 31280.0897 | 32122.0214 | 31927.8571 | 31699.2031 | 31433.4581 | 31131.8663
| Total |  |  | 7261755.7591 | 8454652.6945 | 8698070.2381 | 8813290.5024 | 8872427.0087 | 9019364.5419 | 9055961.7648 | 9325183.2355 | 9429312.6198 | 9837125.7482 | 9820147.6831 | 9944676.2189 | 10056913.7702 | 10156817.2707 | 10593024.7675 | 10661516.2702 | 10717673.1133 | 10761502.2254 | 10793002.604 | 11160650.2286 | 11160513.3256 | 11148024.5288 | 11122928.0644 | 11085742.1308 | 11384124.8247 | 11315312.5016 | 11234276.9352 | 11140096.2745 | 11033211.379
Oahu Allocated Cost of Service
| Deilivery Service |  |  | 2017 | 2018 | 2019 | 2020 | 2021 | 2022 | 2023 | 2024 | 2025 | 2026 | 2027 | 2028 | 2029 | 2030 | 2031 | 2032 | 2033 | 2034 | 2035 | 2036 | 2037 | 2038 | 2039 | 2040 | 2041 | 2042 | 2043 | 2044 | 2045
1 | Transmission Capacity |  |  | 2353570.9241 | 2577402.6765 | 2627329.0406 | 2505859.6779 | 2598666.3403 | 2667019.1055 | 2698523.2675 | 2761513.7917 | 2801385.3446 | 2886874.306 | 2908589.1433 | 2952634.9938 | 2995554.8344 | 3037413.4423 | 3129958.0164 | 3168107.9293 | 3205169.0854 | 3241156.6518 | 3276049.5462 | 3361505.6739 | 3392590.6097 | 3422361.1873 | 3451296.6947 | 3479458.4853 | 3557897.0825 | 3582240.7186 | 3604796.941 | 3625858.9879 | 3646461.1607
2 | Storage Propane Air |  |  | 607565.5775 | 676781.5249 | 692615.1854 | 684071.0646 | 698478.9362 | 713170.0217 | 719770.3587 | 738198.5537 | 748229.7372 | 774213.8469 | 777930.9108 | 789233.764 | 800010.8301 | 810318.3903 | 838295.8199 | 847095.59 | 855375.7126 | 863139.0679 | 870447.7791 | 895395.2742 | 901169.9752 | 906402.8572 | 911141.5857 | 915651.1041 | 937577.2985 | 940388.3469 | 942612.1858 | 944251.6659 | 945443.4092
3 | Storage Holders |  |  | 1941593.4224 | 2168781.3596 | 2225337.8199 | 2215975.1283 | 2263767.9499 | 2314856.1827 | 2340574.5554 | 2404942.1656 | 2442263.3685 | 2530087.9011 | 2547495.8323 | 2589255.3266 | 2629473.7556 | 2668288.7826 | 2763178.5471 | 2797620.7118 | 2830536.0668 | 2861932.3226 | 2891960.9623 | 2977979.5681 | 3003560.4344 | 3027554.2174 | 3050079.3252 | 3071804.615 | 3148948.0722 | 3165823.029 | 3180993.4023 | 3194438.7475 | 3206533.8957
4 | Distribution Mains |  |  | 14150057.97 | 15256607.2407 | 15473878.0419 | 14247324.8093 | 14967058.0123 | 15409862.6416 | 15603947.3232 | 15915982.9105 | 16190452.6363 | 16609407.6041 | 16746781.7095 | 16984718.6568 | 17219454.9559 | 17535233.0001 | 17989995.992 | 18206894.6428 | 18420907.2345 | 18632151.2578 | 18948187.4547 | 19375549.3665 | 19565342.1798 | 19750296.981 | 19934818.3509 | 20522795.4784 | 20926529.0787 | 21094653.2077 | 21253573.5574 | 21406501.1788 | 21562282.3164
5 | Distribution Services |  |  | 7018885.8298 | 7529196.6049 | 7633205.699 | 7019459.9377 | 7383093.7127 | 7604429.2522 | 7705728.3108 | 7856635.4705 | 7996167.8606 | 8195033.6692 | 8270629.6167 | 8390864.1038 | 8510133.1376 | 8671405.1083 | 8887668.5541 | 9000224.0305 | 9111982.129 | 9223003.7086 | 9388156.8242 | 9594220.3499 | 9696739.1577 | 9797495.8831 | 9898710.6275 | 10206376.1913 | 10404246.3556 | 10499541.9242 | 10590895.3475 | 10679956.4914 | 10771142.5672
6 | Meters and Regulators |  |  | 6455265.0789 | 6821102.089 | 6860486.4086 | 5906583.8503 | 6361324.0383 | 6590189.5411 | 6678312.7276 | 6774327.9094 | 6894024.6547 | 7022160.7604 | 7083233.0267 | 7169835.2605 | 7257134.5193 | 7402241.7644 | 7542190.674 | 7627623.4076 | 7713951.0953 | 7801244.5138 | 7962374.1128 | 8099563.6636 | 8182412.0429 | 8264711.9944 | 8349672.3511 | 8710813.454 | 8847775.3726 | 8931543.6496 | 9011551.7149 | 9090371.7401 | 9174151.2294
7 | Meter Reading |  |  | 1341630.2601 | 1408060.7368 | 1399699.4731 | 1323366.0621 | 1376617.5931 | 1430737.8169 | 1451370.4736 | 1468936.6524 | 1486564.4296 | 1509254.4766 | 1524076.2203 | 1542303.5454 | 1560953.3508 | 1580268.6303 | 1605238.5756 | 1624294.5429 | 1643822.4342 | 1663839.624 | 1684479.532 | 1710542.901 | 1730718.4796 | 1750979.317 | 1772148.7243 | 1794847.9945 | 1822142.4885 | 1843829.1193 | 1864779.9718 | 1885670.4279 | 1908057.2382
8 | Billing |  |  | 673140.9642 | 699583.0668 | 684082.007 | 659758.568 | 678249.7392 | 708474.4644 | 717435.8491 | 721437.2992 | 727081.7578 | 733122.1479 | 738256.0181 | 744003.1941 | 750055.735 | 756238.3011 | 762932.3559 | 769350.0082 | 776103.669 | 783204.1315 | 790303.0911 | 797862.045 | 805158.1676 | 812522.8708 | 820517.1995 | 827915.1064 | 836404.7834 | 844809.862 | 852719.4245 | 860601.7818 | 869507.7798
9 | Uncollectible Accounts |  |  | 99646.1138 | 94412.2588 | 88447.8594 | 91731.7536 | 92431.6379 | 98189.1691 | 100339.42 | 99154.0804 | 99937.3115 | 97897.6054 | 99759.4163 | 100402.1329 | 101241.8349 | 102239.7979 | 100126.0655 | 101501.6858 | 103082.6171 | 104871.4737 | 106790.7648 | 105590.2274 | 107884.2262 | 110326.2187 | 113042.869 | 115755.4219 | 115497.3469 | 118769.1446 | 122064.876 | 125497.2065 | 129294.2431
10 | Other |  |  | 1425927.3891 | 1488825.7412 | 1467488.6173 | 1402941.0649 | 1450089.691 | 1510948.2225 | 1531374.9036 | 1544771.5185 | 1559855.4443 | 1578100.3074 | 1591365.7985 | 1607033.3567 | 1623253.989 | 1639715.0432 | 1659845.12 | 1676680.7494 | 1694128.4837 | 1712209.0799 | 1730293.6397 | 1751950.552 | 1770341.1828 | 1788852.7799 | 1808521.7787 | 1827140.4958 | 1850459.1491 | 1870850.3458 | 1890324.2056 | 1909739.8749 | 1931045.9885
11 | Sales |  |  | 1670106.8565 | 1732296.4236 | 1725670.0241 | 1369034.2164 | 1519476.6372 | 1584803.8461 | 1605663.7353 | 1617435.1569 | 1631884.011 | 1648450.4397 | 1661392.9679 | 1676283.5036 | 1691804.9795 | 1707601.9527 | 1725912.468 | 1742177.0338 | 1759137.6118 | 1776817.052 | 1794504.9229 | 1814600.0184 | 1832679.5749 | 1850905.8403 | 1870436.253 | 1888772.9524 | 1910799.4922 | 1931184.0817 | 1950554.6859 | 1969874.2921 | 1991314.6056
| Total |  |  | 37737390.3865 | 40453049.7228 | 40878240.1764 | 37426106.1332 | 39389254.2881 | 40632680.2637 | 41153040.9249 | 41903335.5088 | 42577846.556 | 43584603.0647 | 43949510.6604 | 44546567.8383 | 45139071.922 | 45910964.2133 | 47005342.1885 | 47561570.3321 | 48114196.1393 | 48663568.8837 | 49443548.6299 | 50484759.64 | 50988596.031 | 51482410.1471 | 51980385.7596 | 53361331.299 | 54358276.5202 | 54823633.4295 | 55264866.3128 | 55692762.3949 | 56135234.4339
| Allocation Units (Factors) | Capacity |  | 2017 | 2018 | 2019 | 2020 | 2021 | 2022 | 2023 | 2024 | 2025 | 2026 | 2027 | 2028 | 2029 | 2030 | 2031 | 2032 | 2033 | 2034 | 2035 | 2036 | 2037 | 2038 | 2039 | 2040 | 2041 | 2042 | 2043 | 2044 | 2045
| Rate 10 - - General Service | 1 |  | 321451 | 271621.88 | 272808.63 | 244757.59 | 264537.8 | 277728.2396 | 280789.2756 | 281225.3581 | 282574.0893 | 283845.4673 | 285003.4654 | 286306.9584 | 287739.7086 | 289215.4323 | 290637.1609 | 292192.8733 | 293890.8064 | 295735.6674 | 297557.4514 | 299298.7221 | 301178.1332 | 303068.674 | 305239.8981 | 307093.6383 | 309174.0524 | 311475.1223 | 313513.1528 | 315513.643 | 317981.0391
| Rate 20 - - Residential | 1 |  | 3549137 | 3729335.32 | 3564633.68 | 3757438.5 | 3727069.27 | 3912909.1845 | 3956036.076 | 3962180.0369 | 3981182.2914 | 3999094.7177 | 4015409.7357 | 4033774.6303 | 4053960.6269 | 4074752.0768 | 4094782.7916 | 4116701.2006 | 4140623.3567 | 4166615.5768 | 4192282.6649 | 4216815.4022 | 4243294.3989 | 4269930.2013 | 4300520.5463 | 4326637.8654 | 4355948.7904 | 4388368.5311 | 4417082.3135 | 4445267.1904 | 4480030.2994
| Rate 30 - - Multi Family | 1 |  | 2370871 | 2486508.16 | 2454071.93 | 2427335.31 | 2521445.21 | 2647170.0432 | 2676346.3439 | 2680502.87 | 2693358.3176 | 2705476.4722 | 2716513.9445 | 2728938.204 | 2742594.4794 | 2756660.3574 | 2770211.5813 | 2785039.8721 | 2801223.7425 | 2818808.0572 | 2836172.4128 | 2852769.355 | 2870682.9848 | 2888702.6973 | 2909397.7456 | 2927066.6925 | 2946896.1849 | 2968828.8601 | 2988254.3722 | 3007322.068 | 3030840.0839
| Rate 50 - - Commercial | 1 |  | 13737518 | 14096762.9 | 13764579.86 | 9968477.46 | 11491760.7 | 12064765.2971 | 12197739.4603 | 12216683.2799 | 12275273.38 | 12330503.187 | 12380807.6673 | 12437432.5806 | 12499672.5408 | 12563779.3093 | 12625540.4853 | 12693122.0333 | 12766881.7821 | 12847024.2083 | 12926164.147 | 13001806.5156 | 13083449.8312 | 13165576.63 | 13259896.5629 | 13340424.7097 | 13430799.777 | 13530760.3292 | 13619294.2126 | 13706197.3093 | 13813383.224
| Rate 55 - - Large Industrial | 1 |  | 143907 | 145101.37 | 164003.56 | 284823.26 | 369423.56 | 387843.8355 | 392118.532 | 392727.5155 | 394611.0009 | 396386.4636 | 398003.5926 | 399823.9035 | 401824.7203 | 403885.549 | 405870.9744 | 408043.5063 | 410414.6476 | 412990.9717 | 415535.0691 | 417966.7307 | 420591.3036 | 423231.419 | 426263.5049 | 428852.2287 | 431757.4997 | 434970.9136 | 437816.9964 | 440610.6546 | 444056.3408
| Rate 60 - - Large Firm | 1 |  | 6786803 | 7109431.82 | 7379370.8 | 4691856.3 | 5725541.3 | 6011029.4486 | 6077281.1817 | 6086719.5632 | 6115910.9157 | 6143428.069 | 6168491.2762 | 6196703.5135 | 6227713.3363 | 6259653.2592 | 6290424.5373 | 6324095.6999 | 6360845.0284 | 6400774.3989 | 6440204.3 | 6477891.6062 | 6518568.7651 | 6559486.8098 | 6606479.8412 | 6646601.3894 | 6691628.9699 | 6741432.3277 | 6785542.575 | 6828840.3152 | 6882243.5662
| Rate 65 - - Alternate Energy | 1.5 |  | 0 | 0 | 0 | 0 | 0 | 0 | 0 | 0 | 0 | 0 | 0 | 0 | 0 | 0 | 0 | 0 | 0 | 0 | 0 | 0 | 0 | 0 | 0 | 0 | 0 | 0 | 0 | 0 | 0
| Rate 70 - - Standby Generator | 3.5 |  | 6818 | -28756.21 | 2223.165 | 6785.94 | 6104.315 | 6408.6896 | 6479.3243 | 6489.387 | 6520.5096 | 6549.8471 | 6576.5684 | 6606.647 | 6639.7083 | 6673.7612 | 6706.5681 | 6742.4668 | 6781.6473 | 6824.2182 | 6866.2566 | 6906.4371 | 6949.8053 | 6993.4303 | 7043.5321 | 7086.3079 | 7134.3143 | 7187.4124 | 7234.4408 | 7280.6029 | 7337.539
| Rate 80 - - Standby Backup | 2 |  | 59552 | 65353.78 | 56083.16 | 122693.98 | 101961.66 | 107045.6938 | 108225.5188 | 108393.5995 | 108913.4453 | 109403.4767 | 109849.8076 | 110352.2171 | 110904.4467 | 111473.2396 | 112021.2211 | 112620.8443 | 113275.2842 | 113986.355 | 114688.5311 | 115359.6746 | 116084.0621 | 116812.7394 | 117649.6013 | 118364.0944 | 119165.9552 | 120052.864 | 120838.3887 | 121609.4441 | 122560.4605
| Rate 91 - - Interruptible Oil | 0.3 |  | 1650486.6 | 1699466.484 | 1650725.109 | 813671.424 | 1038722.313 | 1090515.3042 | 1102534.6312 | 1104246.9335 | 1109542.8012 | 1114534.9373 | 1119081.8807 | 1124200.1183 | 1129825.8911 | 1135620.4019 | 1141202.8982 | 1147311.4888 | 1153978.5174 | 1161222.4662 | 1168375.8017 | 1175212.9973 | 1182592.6092 | 1190015.9224 | 1198541.3539 | 1205820.1674 | 1213989.0287 | 1223024.307 | 1231026.7465 | 1238881.7818 | 1248570.1493
| Rate 92 - - Interruptible LPG | 0.3 |  | 28751.7 | 37679.769 | 41326.539 | 49812.885 | 58007.232 | 60899.6008 | 61570.8177 | 61666.4408 | 61962.1875 | 62240.9723 | 62494.8954 | 62780.7223 | 63094.8924 | 63418.4857 | 63730.239 | 64071.372 | 64443.6908 | 64848.2276 | 65247.7042 | 65629.5259 | 66041.6388 | 66456.1922 | 66932.2932 | 67338.777 | 67794.9654 | 68299.5386 | 68746.4332 | 69185.096 | 69726.1409
| Projected Throughput |  |  | 2017 | 2018 | 2019 | 2020 | 2021 | 2022 | 2023 | 2024 | 2025 | 2026 | 2027 | 2028 | 2029 | 2030 | 2031 | 2032 | 2033 | 2034 | 2035 | 2036 | 2037 | 2038 | 2039 | 2040 | 2041 | 2042 | 2043 | 2044 | 2045
| Rate 10 - - General Service |  |  | 321451 | 271621.88 | 272808.63 | 244757.59 | 264537.8 | 277728.2396 | 280789.2756 | 281225.3581 | 282574.0893 | 283845.4673 | 285003.4654 | 286306.9584 | 287739.7086 | 289215.4323 | 290637.1609 | 292192.8733 | 293890.8064 | 295735.6674 | 297557.4514 | 299298.7221 | 301178.1332 | 303068.674 | 305239.8981 | 307093.6383 | 309174.0524 | 311475.1223 | 313513.1528 | 315513.643 | 317981.0391
| Rate 20 - - Residential |  |  | 3549137 | 3729335.32 | 3564633.68 | 3757438.5 | 3727069.27 | 3912909.1845 | 3956036.076 | 3962180.0369 | 3981182.2914 | 3999094.7177 | 4015409.7357 | 4033774.6303 | 4053960.6269 | 4074752.0768 | 4094782.7916 | 4116701.2006 | 4140623.3567 | 4166615.5768 | 4192282.6649 | 4216815.4022 | 4243294.3989 | 4269930.2013 | 4300520.5463 | 4326637.8654 | 4355948.7904 | 4388368.5311 | 4417082.3135 | 4445267.1904 | 4480030.2994
| Rate 30 - - Multi Family |  |  | 2370871 | 2486508.16 | 2454071.93 | 2427335.31 | 2521445.21 | 2647170.0432 | 2676346.3439 | 2680502.87 | 2693358.3176 | 2705476.4722 | 2716513.9445 | 2728938.204 | 2742594.4794 | 2756660.3574 | 2770211.5813 | 2785039.8721 | 2801223.7425 | 2818808.0572 | 2836172.4128 | 2852769.355 | 2870682.9848 | 2888702.6973 | 2909397.7456 | 2927066.6925 | 2946896.1849 | 2968828.8601 | 2988254.3722 | 3007322.068 | 3030840.0839
| Rate 50 - - Commercial |  |  | 13737518 | 14096762.9 | 13764579.86 | 9968477.46 | 11491760.7 | 12064765.2971 | 12197739.4603 | 12216683.2799 | 12275273.38 | 12330503.187 | 12380807.6673 | 12437432.5806 | 12499672.5408 | 12563779.3093 | 12625540.4853 | 12693122.0333 | 12766881.7821 | 12847024.2083 | 12926164.147 | 13001806.5156 | 13083449.8312 | 13165576.63 | 13259896.5629 | 13340424.7097 | 13430799.777 | 13530760.3292 | 13619294.2126 | 13706197.3093 | 13813383.224
| Rate 55 - - Large Industrial |  |  | 143907 | 145101.37 | 164003.56 | 284823.26 | 369423.56 | 387843.8355 | 392118.532 | 392727.5155 | 394611.0009 | 396386.4636 | 398003.5926 | 399823.9035 | 401824.7203 | 403885.549 | 405870.9744 | 408043.5063 | 410414.6476 | 412990.9717 | 415535.0691 | 417966.7307 | 420591.3036 | 423231.419 | 426263.5049 | 428852.2287 | 431757.4997 | 434970.9136 | 437816.9964 | 440610.6546 | 444056.3408
| Rate 60 - - Large Firm |  |  | 6786803 | 7109431.82 | 7379370.8 | 4691856.3 | 5725541.3 | 6011029.4486 | 6077281.1817 | 6086719.5632 | 6115910.9157 | 6143428.069 | 6168491.2762 | 6196703.5135 | 6227713.3363 | 6259653.2592 | 6290424.5373 | 6324095.6999 | 6360845.0284 | 6400774.3989 | 6440204.3 | 6477891.6062 | 6518568.7651 | 6559486.8098 | 6606479.8412 | 6646601.3894 | 6691628.9699 | 6741432.3277 | 6785542.575 | 6828840.3152 | 6882243.5662
| Rate 65 - - Alternate Energy |  |  | 0 | 0 | 0 | 0 | 0 | 0 | 0 | 0 | 0 | 0 | 0 | 0 | 0 | 0 | 0 | 0 | 0 | 0 | 0 | 0 | 0 | 0 | 0 | 0 | 0 | 0 | 0 | 0 | 0
| Rate 70 - - Standby Generator |  |  | 1948 | -8216.06 | 635.19 | 1938.84 | 1744.09 | 1831.0542 | 1851.2355 | 1854.1106 | 1863.0027 | 1871.3849 | 1879.0195 | 1887.6134 | 1897.0595 | 1906.7889 | 1916.1623 | 1926.4191 | 1937.6135 | 1949.7766 | 1961.7876 | 1973.2677 | 1985.6586 | 1998.1229 | 2012.4377 | 2024.6594 | 2038.3755 | 2053.5464 | 2066.9831 | 2080.1722 | 2096.4397
| Rate 80 - - Standby Backup |  |  | 29776 | 32676.89 | 28041.58 | 61346.99 | 50980.83 | 53522.8469 | 54112.7594 | 54196.7998 | 54456.7227 | 54701.7383 | 54924.9038 | 55176.1086 | 55452.2233 | 55736.6198 | 56010.6106 | 56310.4222 | 56637.6421 | 56993.1775 | 57344.2655 | 57679.8373 | 58042.0311 | 58406.3697 | 58824.8007 | 59182.0472 | 59582.9776 | 60026.432 | 60419.1943 | 60804.722 | 61280.2303
| Rate 91 - - Interruptible Oil |  |  | 5501622 | 5664888.28 | 5502417.03 | 2712238.08 | 3462407.71 | 3635051.0139 | 3675115.4374 | 3680823.1117 | 3698476.0041 | 3715116.4576 | 3730272.9358 | 3747333.7275 | 3766086.3037 | 3785401.3395 | 3804009.6605 | 3824371.6293 | 3846595.0579 | 3870741.5539 | 3894586.0057 | 3917376.6578 | 3941975.364 | 3966719.7412 | 3995137.8463 | 4019400.558 | 4046630.0955 | 4076747.6898 | 4103422.4883 | 4129605.9392 | 4161900.4976
| Rate 92 - - Interruptible LPG |  |  | 95839 | 125599.23 | 137755.13 | 166042.95 | 193357.44 | 202998.6695 | 205236.0589 | 205554.8028 | 206540.6249 | 207469.9076 | 208316.3179 | 209269.0743 | 210316.308 | 211394.9522 | 212434.13 | 213571.24 | 214812.3027 | 216160.7588 | 217492.3472 | 218765.0865 | 220138.7961 | 221520.6407 | 223107.6439 | 224462.59 | 225983.2179 | 227665.1287 | 229154.7773 | 230616.9866 | 232420.4696
| Allocated Cost of Service (Delivery Service) |  |  | 2017 | 2018 | 2019 | 2020 | 2021 | 2022 | 2023 | 2024 | 2025 | 2026 | 2027 | 2028 | 2029 | 2030 | 2031 | 2032 | 2033 | 2034 | 2035 | 2036 | 2037 | 2038 | 2039 | 2040 | 2041 | 2042 | 2043 | 2044 | 2045
| Rate 10 - - General Service |  |  | 257561.6509 | 227675.315 | 234956.6576 | 268476.515 | 265515.6999 | 273109.5992 | 276526.7026 | 282317.493 | 287085.6159 | 294858.7968 | 297292.2955 | 301623.3338 | 305884.3668 | 311288.0017 | 319720.6166 | 323628.961 | 327472.4402 | 331252.9958 | 336517.6313 | 344411.9049 | 347786.6331 | 351065.8197 | 354318.624 | 363356.2708 | 370767.9003 | 373692.6409 | 376453.5203 | 379099.4021 | 381771.1651
| Rate 20 - - Residential |  |  | 2843735.3903 | 3125954.3372 | 3070043.6965 | 4121563.6812 | 3740846.888 | 3847837.226 | 3895980.7468 | 3977567.1096 | 4044745.1242 | 4154261.3592 | 4188546.8877 | 4249566.8237 | 4309600.457 | 4385732.1915 | 4504539.1811 | 4559603.7904 | 4613754.5137 | 4667018.7072 | 4741192.0802 | 4852414.388 | 4899960.8856 | 4946161.2985 | 4991990.0118 | 5119321.2881 | 5223743.6294 | 5264950.2585 | 5303848.2485 | 5341126.039 | 5378768.4699
| Rate 30 - - Multi Family |  |  | 1899653.2871 | 2084208.123 | 2113571.4735 | 2662563.0881 | 2530766.0749 | 2603147.4168 | 2635717.5788 | 2690912.5668 | 2736359.9869 | 2810450.1544 | 2833645.0766 | 2874926.4197 | 2915540.5071 | 2967045.3178 | 3047420.8872 | 3084673.3194 | 3121307.4875 | 3157341.8984 | 3207521.834 | 3282766.1976 | 3314932.4601 | 3346188.0664 | 3377192.2097 | 3463334.6485 | 3533978.6836 | 3561855.8842 | 3588171.2391 | 3613390.4931 | 3638856.4343
| Rate 50 - - Commercial |  |  | 11007145.1485 | 11816002.9461 | 11854755.7554 | 10934500.8991 | 11534241.5551 | 11864127.3907 | 12012569.4454 | 12264126.6046 | 12471258.1635 | 12808932.1574 | 12914645.5372 | 13102789.7468 | 13287892.8662 | 13522631.641 | 13888952.0378 | 14058734.0481 | 14225698.2523 | 14389928.9979 | 14618629.5105 | 14961563.879 | 15108165.1177 | 15250615.942 | 15391920.696 | 15784524.2272 | 16106492.0982 | 16233545.4711 | 16353480.5621 | 16468420.0542 | 16584483.8502
| Rate 55 - - Large Industrial |  |  | 115305.0527 | 121624.9594 | 141248.2013 | 312424.8618 | 370789.1844 | 381393.9649 | 386165.9049 | 394252.6675 | 400911.2884 | 411766.4334 | 415164.7824 | 421213.0204 | 427163.497 | 434709.6021 | 446485.6379 | 451943.5896 | 457310.9577 | 462590.4539 | 469942.4481 | 480966.6974 | 485679.461 | 490258.802 | 494801.3004 | 507422.2554 | 517772.4985 | 521856.8604 | 525712.3922 | 529407.3313 | 533138.4132
| Rate 60 - - Large Firm |  |  | 5437905.5747 | 5959174.3102 | 6355489.1869 | 5146533.8751 | 5746706.5415 | 5911065.6006 | 5985023.9032 | 6110357.2565 | 6213556.4377 | 6381795.7919 | 6434465.3816 | 6528204.4936 | 6620428.4427 | 6737382.3704 | 6919894.2253 | 7004484.7364 | 7087671.3318 | 7169496.0357 | 7283441.5192 | 7454301.7504 | 7527342.903 | 7598316.1942 | 7668718.4786 | 7864325.3826 | 8024739.4733 | 8088041.2903 | 8147796.565 | 8205062.8818 | 8262889.3607
| Rate 65 - - Alternate Energy |  |  | 0 | 0 | 0 | 0 | 0 | 0 | 0 | 0 | 0 | 0 | 0 | 0 | 0 | 0 | 0 | 0 | 0 | 0 | 0 | 0 | 0 | 0 | 0 | 0 | 0 | 0 | 0 | 0 | 0
| Rate 70 - - Standby Generator |  |  | 1560.8292 | -6886.7576 | 547.0579 | 2126.7288 | 1750.5373 | 1800.6036 | 1823.1325 | 1861.311 | 1892.7471 | 1943.9954 | 1960.0394 | 1988.5938 | 2016.6867 | 2052.3127 | 2107.9087 | 2133.6763 | 2159.0162 | 2183.9413 | 2218.6509 | 2270.6976 | 2292.9471 | 2314.5667 | 2336.0124 | 2395.5973 | 2444.462 | 2463.7447 | 2481.9471 | 2499.3913 | 2517.0062
| Rate 80 - - Standby Backup |  |  | 23857.9308 | 27389.9924 | 24150.8339 | 67291.9932 | 51169.2876 | 52632.7581 | 53291.2908 | 54407.2723 | 55326.1688 | 56824.1899 | 57293.1656 | 58127.8286 | 58949.0005 | 59990.3707 | 61615.4757 | 62368.6787 | 63109.381 | 63837.9569 | 64852.5396 | 66373.8973 | 67024.2635 | 67656.2173 | 68283.0867 | 70024.7914 | 71453.1356 | 72016.7817 | 72548.8491 | 73058.7544 | 73573.6476
| Rate 91 - - Interruptible Oil |  |  | 4408158.1481 | 4748348.0485 | 4738961.2046 | 2975075.165 | 3475206.9706 | 3574599.8566 | 3619324.6754 | 3695117.5386 | 3757525.1997 | 3859264.6172 | 3891115.5085 | 3947802.38 | 4003572.9868 | 4074298.5584 | 4184668.9881 | 4235823.4244 | 4286128.8705 | 4335610.7397 | 4404517.0142 | 4507841.3553 | 4552011.5457 | 4594931.238 | 4637505.6252 | 4755795.0265 | 4852802.2709 | 4891082.7911 | 4927218.6101 | 4961849.281 | 4996818.6989
| Rate 92 - - Interruptible LPG |  |  | 76790.7117 | 105278.1325 | 118641.7193 | 182133.8106 | 194072.2121 | 199622.7871 | 202120.4354 | 206353.0721 | 209838.215 | 215519.8316 | 217298.538 | 220464.2046 | 223578.7026 | 227528.3574 | 233691.9712 | 236548.6801 | 239357.9773 | 242121.282 | 245969.3386 | 251739.465 | 254206.1401 | 256602.9814 | 258980.5392 | 265586.3863 | 271003.7357 | 273141.5034 | 275159.5007 | 277093.4433 | 279046.3032
| Oahu (M&R) | Meters and Regulators |  | 2017 | 2018 | 2019 | 2020 | 2021 | 2022 | 2023 | 2024 | 2025 | 2026 | 2027 | 2028 | 2029 | 2030 | 2031 | 2032 | 2033 | 2034 | 2035 | 2036 | 2037 | 2038 | 2039 | 2040 | 2041 | 2042 | 2043 | 2044 | 2045
| Rate 10 - - General Service | 2.995% |  | 193306.9212 | 204262.1376 | 205441.5255 | 176876.3211 | 190493.7984 | 197347.318 | 199986.2215 | 202861.4558 | 206445.8491 | 210282.9644 | 212111.8113 | 214705.169 | 217319.3995 | 221664.7261 | 225855.5831 | 228413.9193 | 230999.0555 | 233613.1111 | 238438.237 | 242546.4633 | 245027.4095 | 247491.9326 | 250036.1233 | 260850.7179 | 264952.1276 | 267460.6206 | 269856.5118 | 272216.8264 | 274725.6552
| Rate 20 - - Residential | 74% |  | 4776972.7502 | 5047696.4783 | 5076841.3421 | 4370942.131 | 4707455.2655 | 4876818.4531 | 4942030.6567 | 5013083.0305 | 5101660.0422 | 5196482.2807 | 5241676.4824 | 5305763.163 | 5370365.6503 | 5477746.7334 | 5581310.587 | 5644531.8235 | 5708415.3367 | 5773013.5021 | 5892251.3172 | 5993773.2125 | 6055081.9962 | 6115984.9368 | 6178856.6088 | 6446105.3099 | 6547458.7547 | 6609448.2736 | 6668655.1912 | 6726982.9451 | 6788980.7612
| Rate 30 - - Multi Family | 4.34% |  | 280177.313 | 296055.7052 | 297765.0994 | 256362.949 | 276099.9981 | 286033.4278 | 289858.2309 | 294025.5695 | 299220.757 | 304782.2373 | 307432.9516 | 311191.7409 | 314980.7831 | 321278.8603 | 327353.0508 | 331061.0804 | 334807.9535 | 338596.7422 | 345590.2363 | 351544.6625 | 355140.5236 | 358712.5813 | 362400.1083 | 378074.6844 | 384019.2308 | 387655.0181 | 391127.6012 | 394548.62 | 398184.8939
| Rate 50 - - Commercial | 16.61% |  | 1071968.8993 | 1132720.2228 | 1139260.4291 | 980854.2502 | 1056368.9398 | 1094374.6139 | 1109008.4537 | 1124952.8476 | 1144829.8297 | 1166108.2618 | 1176249.9941 | 1190631.2627 | 1205128.2802 | 1229224.9597 | 1252465.04 | 1266652.1 | 1280987.7772 | 1295483.8248 | 1322241.1952 | 1345023.0531 | 1358780.9523 | 1372447.7788 | 1386556.3955 | 1446527.9111 | 1469271.9681 | 1483182.6266 | 1496468.8598 | 1509557.8058 | 1523470.3262
| Rate 55 - - Large Industrial | 0.02623% |  | 1693.4956 | 1789.4705 | 1799.8027 | 1549.5527 | 1668.8508 | 1728.8921 | 1752.0106 | 1777.1996 | 1808.6012 | 1842.2169 | 1858.2388 | 1880.9583 | 1903.8607 | 1941.9286 | 1978.6432 | 2001.0559 | 2023.7034 | 2046.6043 | 2088.8755 | 2124.8663 | 2146.601 | 2168.1919 | 2190.4806 | 2285.2236 | 2321.1546 | 2343.1307 | 2364.1203 | 2384.7982 | 2406.7772
| Rate 60 - - Large Firm | 0.8814% |  | 56894.8555 | 60119.238 | 60466.3601 | 52058.9365 | 56066.8861 | 58084.041 | 58860.7335 | 59706.9838 | 60761.9566 | 61891.3115 | 62429.585 | 63192.8722 | 63962.3028 | 65241.2365 | 66474.7061 | 67227.6857 | 67988.5532 | 68757.9323 | 70178.0824 | 71387.2318 | 72117.4336 | 72842.8018 | 73591.618 | 76774.6122 | 77981.7553 | 78720.0648 | 79425.233 | 80119.9301 | 80858.3385
| Rate 65 - - Alternate Energy | 0% |  | 0 | 0 | 0 | 0 | 0 | 0 | 0 | 0 | 0 | 0 | 0 | 0 | 0 | 0 | 0 | 0 | 0 | 0 | 0 | 0 | 0 | 0 | 0 | 0 | 0 | 0 | 0 | 0 | 0
| Rate 70 - - Standby Generator | 0.2667% |  | 17214.072 | 18189.6392 | 18294.6642 | 15750.9193 | 16963.5621 | 17573.8712 | 17808.8668 | 18064.9078 | 18384.0997 | 18725.7966 | 18888.6563 | 19119.596 | 19352.3944 | 19739.3478 | 20112.5456 | 20340.3666 | 20570.5742 | 20803.3571 | 21233.0368 | 21598.8763 | 21819.8057 | 22039.2727 | 22265.834 | 23228.8788 | 23594.1112 | 23817.4937 | 24030.8489 | 24241.0361 | 24464.4484
| Rate 80 - - Standby Backup | 0.2935% |  | 18944.3647 | 20017.9921 | 20133.5739 | 17334.1415 | 18668.6745 | 19340.3295 | 19598.946 | 19880.7232 | 20231.9991 | 20608.042 | 20787.2717 | 21041.4246 | 21297.6231 | 21723.4715 | 22134.1817 | 22384.9025 | 22638.2497 | 22894.431 | 23367.3005 | 23769.9127 | 24013.0491 | 24254.5761 | 24503.9105 | 25563.7568 | 25965.701 | 26211.5371 | 26446.3379 | 26677.6523 | 26923.5212
| Rate 91 - - Interruptible Oil | 0.5345% |  | 34504.3016 | 36459.7519 | 36670.2667 | 31571.5231 | 34002.1735 | 35225.4918 | 35696.5227 | 36209.7374 | 36849.5333 | 37534.4389 | 37860.8787 | 38323.7799 | 38790.4067 | 39566.0254 | 40314.072 | 40770.722 | 41232.1557 | 41698.7513 | 42560.0117 | 43293.3092 | 43736.1455 | 44176.0503 | 44630.1754 | 46560.5255 | 47292.6063 | 47740.3595 | 48168.0139 | 48589.318 | 49037.1312
| Rate 92 - - Interruptible LPG | 0.05558% |  | 3588.1059 | 3791.4534 | 3813.3449 | 3283.126 | 3535.8896 | 3663.1026 | 3712.0851 | 3765.4544 | 3831.9868 | 3903.2102 | 3937.1567 | 3985.2939 | 4033.8185 | 4114.4751 | 4192.2646 | 4239.7517 | 4287.7362 | 4336.2575 | 4425.8201 | 4502.0758 | 4548.1264 | 4593.8721 | 4641.0966 | 4841.8339 | 4917.9631 | 4964.525 | 5008.9968 | 5052.8083 | 5099.3764
| Allocation Units (Factors) | Services |  | 2017 | 2018 | 2019 | 2020 | 2021 | 2022 | 2023 | 2024 | 2025 | 2026 | 2027 | 2028 | 2029 | 2030 | 2031 | 2032 | 2033 | 2034 | 2035 | 2036 | 2037 | 2038 | 2039 | 2040 | 2041 | 2042 | 2043 | 2044 | 2045
| Rate 10 - - General Service | 1 |  | 8388 | 7087.75 | 7118.7173 | 6386.7484 | 6902.8968 | 7247.0905 | 7326.9657 | 7338.3449 | 7373.5389 | 7406.7145 | 7436.9315 | 7470.9451 | 7508.3315 | 7546.8393 | 7583.9382 | 7624.5332 | 7668.8394 | 7716.9795 | 7764.5175 | 7809.9545 | 7858.9962 | 7908.3283 | 7964.9846 | 8013.3564 | 8067.6431 | 8127.6877 | 8180.8684 | 8233.0695 | 8297.4542
| Rate 20 - - Residential | 1 |  | 339264 | 356489.2587 | 340745.3363 | 359175.6574 | 356272.6457 | 374037.1875 | 378159.7113 | 378747.016 | 380563.4522 | 382275.7111 | 383835.2728 | 385590.7834 | 387520.3741 | 389507.8405 | 391422.5878 | 393517.7808 | 395804.5132 | 398289.1241 | 400742.6555 | 403087.7536 | 405618.8958 | 408165.0271 | 411089.1754 | 413585.7446 | 416387.5924 | 419486.6136 | 422231.3802 | 424925.5884 | 428248.6135
| Rate 30 - - Multi Family | 1.05 |  | 5569.2 | 5840.8329 | 5764.6398 | 5701.8352 | 5922.9003 | 6218.2293 | 6286.7647 | 6296.5284 | 6326.726 | 6355.1916 | 6381.1188 | 6410.3035 | 6442.3822 | 6475.4231 | 6507.2551 | 6542.0869 | 6580.103 | 6621.4087 | 6662.1977 | 6701.1841 | 6743.2634 | 6785.5919 | 6834.2048 | 6875.7093 | 6922.289 | 6973.8091 | 7019.4398 | 7064.23 | 7119.4741
| Rate 50 - - Commercial | 1.07 |  | 26180.76 | 26865.4037 | 26232.3341 | 18997.7779 | 21900.8287 | 22992.8525 | 23246.2727 | 23282.3755 | 23394.0357 | 23499.2918 | 23595.1614 | 23703.0763 | 23821.6923 | 23943.866 | 24061.5696 | 24190.3655 | 24330.9358 | 24483.67 | 24634.4937 | 24778.6519 | 24934.2465 | 25090.7625 | 25270.5161 | 25423.9854 | 25596.2209 | 25786.7243 | 25955.4508 | 26121.0695 | 26325.3428
| Rate 55 - - Large Industrial | 1.16 |  | 13.92 | 14.0355 | 15.8639 | 27.5507 | 35.734 | 37.5158 | 37.9293 | 37.9882 | 38.1704 | 38.3421 | 38.4985 | 38.6746 | 38.8682 | 39.0675 | 39.2595 | 39.4697 | 39.6991 | 39.9483 | 40.1943 | 40.4296 | 40.6834 | 40.9388 | 41.2321 | 41.4825 | 41.7635 | 42.0744 | 42.3497 | 42.6199 | 42.9532
| Rate 60 - - Large Firm | 1.16 |  | 946.56 | 991.5573 | 1029.2058 | 654.3764 | 798.5451 | 838.3623 | 847.6025 | 848.9189 | 852.9902 | 856.8281 | 860.3236 | 864.2584 | 868.5834 | 873.0381 | 877.3298 | 882.0259 | 887.1514 | 892.7203 | 898.2196 | 903.4759 | 909.1492 | 914.8561 | 921.4102 | 927.006 | 933.286 | 940.2321 | 946.3842 | 952.423 | 959.8712
| Rate 65 - - Alternate Energy | 1.05 |  | 0 | 0 | 1.05 | 2.1 | 3.15 | 4.2 | 5.25 | 6.3 | 7.35 | 8.4 | 9.45 | 10.5 | 11.55 | 12.6 | 13.65 | 14.7 | 15.75 | 16.8 | 17.85 | 18.9 | 19.95 | 21 | 22.05 | 23.1 | 24.15 | 25.2 | 26.25 | 27.3 | 28.35
| Rate 70 - - Standby Generator | 1.05 |  | 277.2 | -1169.1437 | 90.3874 | 275.8965 | 248.1836 | 260.5586 | 263.4304 | 263.8396 | 265.1049 | 266.2977 | 267.3841 | 268.607 | 269.9512 | 271.3357 | 272.6695 | 274.129 | 275.722 | 277.4528 | 279.162 | 280.7956 | 282.5588 | 284.3325 | 286.3695 | 288.1086 | 290.0604 | 292.2192 | 294.1313 | 296.0081 | 298.3229
| Rate 80 - - Standby Backup | 1.05 |  | 226.8 | 248.8957 | 213.5891 | 467.2722 | 388.3145 | 407.6767 | 412.17 | 412.8101 | 414.7899 | 416.6562 | 418.356 | 420.2694 | 422.3725 | 424.5387 | 426.6257 | 428.9093 | 431.4017 | 434.1098 | 436.784 | 439.34 | 442.0988 | 444.8739 | 448.061 | 450.7821 | 453.836 | 457.2137 | 460.2053 | 463.1418 | 466.7637
| Rate 91 - - Interruptible Oil | 1.16 |  | 292.32 | 300.9949 | 292.3622 | 144.1105 | 183.9696 | 193.1427 | 195.2715 | 195.5747 | 196.5127 | 197.3968 | 198.2022 | 199.1087 | 200.1051 | 201.1313 | 202.12 | 203.2019 | 204.3828 | 205.6657 | 206.9327 | 208.1436 | 209.4506 | 210.7654 | 212.2753 | 213.5645 | 215.0113 | 216.6116 | 218.0289 | 219.4201 | 221.136
| Rate 92 - - Interruptible LPG | 1.16 |  | 27.84 | 36.485 | 40.0161 | 48.2333 | 56.1679 | 58.9685 | 59.6184 | 59.711 | 59.9974 | 60.2673 | 60.5132 | 60.79 | 61.0942 | 61.4075 | 61.7094 | 62.0397 | 62.4002 | 62.7919 | 63.1787 | 63.5485 | 63.9475 | 64.3489 | 64.8099 | 65.2035 | 65.6452 | 66.1338 | 66.5665 | 66.9913 | 67.5152
| Oahu Customers by Rate Class (Customers x 12) |  |  | 2017 | 2018 | 2019 | 2020 | 2021 | 2022 | 2023 | 2024 | 2025 | 2026 | 2027 | 2028 | 2029 | 2030 | 2031 | 2032 | 2033 | 2034 | 2035 | 2036 | 2037 | 2038 | 2039 | 2040 | 2041 | 2042 | 2043 | 2044 | 2045
| Rate 10 - - General Service |  |  | 8388 | 7087.75 | 7118.7173 | 6386.7484 | 6902.8968 | 7247.0905 | 7326.9657 | 7338.3449 | 7373.5389 | 7406.7145 | 7436.9315 | 7470.9451 | 7508.3315 | 7546.8393 | 7583.9382 | 7624.5332 | 7668.8394 | 7716.9795 | 7764.5175 | 7809.9545 | 7858.9962 | 7908.3283 | 7964.9846 | 8013.3564 | 8067.6431 | 8127.6877 | 8180.8684 | 8233.0695 | 8297.4542
| Rate 20 - - Residential |  |  | 339264 | 356489.2587 | 340745.3363 | 359175.6574 | 356272.6457 | 374037.1875 | 378159.7113 | 378747.016 | 380563.4522 | 382275.7111 | 383835.2728 | 385590.7834 | 387520.3741 | 389507.8405 | 391422.5878 | 393517.7808 | 395804.5132 | 398289.1241 | 400742.6555 | 403087.7536 | 405618.8958 | 408165.0271 | 411089.1754 | 413585.7446 | 416387.5924 | 419486.6136 | 422231.3802 | 424925.5884 | 428248.6135
| Rate 30 - - Multi Family |  |  | 5304 | 5562.698 | 5490.1332 | 5430.3193 | 5640.8575 | 5922.1231 | 5987.3949 | 5996.6937 | 6025.4533 | 6052.5635 | 6077.256 | 6105.0509 | 6135.6021 | 6167.0696 | 6197.3858 | 6230.5589 | 6266.7647 | 6306.1035 | 6344.9502 | 6382.0801 | 6422.1556 | 6462.4685 | 6508.7665 | 6548.2946 | 6592.6562 | 6641.7229 | 6685.1808 | 6727.8381 | 6780.4515
| Rate 50 - - Commercial |  |  | 24468 | 25107.8539 | 24516.2001 | 17754.9326 | 20468.0642 | 21488.6472 | 21725.4885 | 21759.2295 | 21863.5848 | 21961.955 | 22051.5527 | 22152.4078 | 22263.2638 | 22377.4449 | 22487.4482 | 22607.8182 | 22739.1923 | 22881.9346 | 23022.8914 | 23157.6186 | 23303.0341 | 23449.3108 | 23617.3047 | 23760.7341 | 23921.7018 | 24099.7423 | 24257.4307 | 24412.2145 | 24603.1241
| Rate 55 - - Large Industrial |  |  | 12 | 12.0996 | 13.6758 | 23.7506 | 30.8052 | 32.3412 | 32.6977 | 32.7484 | 32.9055 | 33.0536 | 33.1884 | 33.3402 | 33.507 | 33.6789 | 33.8444 | 34.0256 | 34.2233 | 34.4382 | 34.6503 | 34.8531 | 35.0719 | 35.2921 | 35.5449 | 35.7608 | 36.003 | 36.271 | 36.5083 | 36.7413 | 37.0286
| Rate 60 - - Large Firm |  |  | 816 | 854.7907 | 887.2464 | 564.1176 | 688.401 | 722.7262 | 730.6918 | 731.8266 | 735.3364 | 738.6449 | 741.6583 | 745.0504 | 748.7788 | 752.619 | 756.3188 | 760.3672 | 764.7856 | 769.5865 | 774.3273 | 778.8586 | 783.7493 | 788.669 | 794.3191 | 799.1431 | 804.5569 | 810.5449 | 815.8485 | 821.0543 | 827.4751
| Rate 65 - - Alternate Energy |  |  | 0 | 0 | 1 | 2 | 3 | 4 | 5 | 6 | 7 | 8 | 9 | 10 | 11 | 12 | 13 | 14 | 15 | 16 | 17 | 18 | 19 | 20 | 21 | 22 | 23 | 24 | 25 | 26 | 27
| Rate 70 - - Standby Generator |  |  | 264 | -1113.4701 | 86.0832 | 262.7586 | 236.3654 | 248.1511 | 250.8861 | 251.2758 | 252.4809 | 253.6168 | 254.6515 | 255.8162 | 257.0964 | 258.4149 | 259.6852 | 261.0753 | 262.5924 | 264.2408 | 265.8685 | 267.4244 | 269.1036 | 270.7928 | 272.7328 | 274.3892 | 276.248 | 278.304 | 280.125 | 281.9125 | 284.1171
| Rate 80 - - Standby Backup |  |  | 216 | 237.0435 | 203.4182 | 445.0212 | 369.8233 | 388.2635 | 392.5429 | 393.1525 | 395.038 | 396.8154 | 398.4343 | 400.2566 | 402.2595 | 404.3226 | 406.3102 | 408.4851 | 410.8588 | 413.4379 | 415.9847 | 418.419 | 421.0464 | 423.6894 | 426.7248 | 429.3163 | 432.2247 | 435.4416 | 438.2908 | 441.0875 | 444.5369
| Rate 91 - - Interruptible Oil |  |  | 252 | 259.4784 | 252.0364 | 124.2332 | 158.5945 | 166.5023 | 168.3375 | 168.5989 | 169.4075 | 170.1697 | 170.8639 | 171.6454 | 172.5044 | 173.3891 | 174.2414 | 175.1741 | 176.192 | 177.2981 | 178.3902 | 179.4342 | 180.5609 | 181.6943 | 182.996 | 184.1073 | 185.3546 | 186.7341 | 187.9559 | 189.1553 | 190.6345
| Rate 92 - - Interruptible LPG |  |  | 24 | 31.4526 | 34.4966 | 41.5805 | 48.4206 | 50.8349 | 51.3952 | 51.475 | 51.7219 | 51.9546 | 52.1666 | 52.4052 | 52.6674 | 52.9375 | 53.1977 | 53.4825 | 53.7933 | 54.131 | 54.4644 | 54.7831 | 55.1272 | 55.4732 | 55.8706 | 56.2099 | 56.5907 | 57.0119 | 57.3849 | 57.7511 | 58.2027
|  |  |  | 28272 | 29707.4382 | 28395.4447 | 29931.3048 | 29689.3871 | 31169.7656 | 31513.3093 | 31562.2513 | 31713.621 | 31856.3093 | 31986.2727 | 32132.5653 | 32293.3645 | 32458.9867 | 32618.549 | 32793.1484 | 32983.7094 | 33190.7603 | 33395.2213 | 33590.6461 | 33801.5746 | 34013.7523 | 34257.4313 | 34465.4787 | 34698.966 | 34957.2178 | 35185.9483 | 35410.4657 | 35687.3845
| Allocated Cost of Service (Customer Care) |  |  | 2017 | 2018 | 2019 | 2020 | 2021 | 2022 | 2023 | 2024 | 2025 | 2026 | 2027 | 2028 | 2029 | 2030 | 2031 | 2032 | 2033 | 2034 | 2035 | 2036 | 2037 | 2038 | 2039 | 2040 | 2041 | 2042 | 2043 | 2044 | 2045
| Rate 10 - - General Service |  |  | 115314.8954 | 97427.91 | 100684.9793 | 79330.1188 | 90377.1667 | 94197.1847 | 95486.8772 | 96291.1811 | 97237.4565 | 98323.5054 | 99171.5223 | 100145.8216 | 101157.3668 | 102194.868 | 103395.5125 | 104454.1266 | 105553.7405 | 106695.6682 | 107851.0882 | 109160.9276 | 110330.5673 | 111510.2639 | 112765.4576 | 113997.4246 | 115425.5489 | 116734.7757 | 117988.5609 | 119241.2805 | 120615.8011
| Rate 20 - - Residential |  |  | 4664066.8432 | 4900286.178 | 4819398.7479 | 4461338.6538 | 4664550.7525 | 4861709.7088 | 4928273.3821 | 4969785.154 | 5018624.3648 | 5074677.5753 | 5118445.4652 | 5168731.05 | 5220938.9693 | 5274486.5313 | 5336454.2565 | 5391091.4985 | 5447844.8233 | 5506782.0519 | 5566415.6457 | 5634019.1432 | 5694386.6444 | 5755273.2029 | 5820056.3202 | 5883640.6632 | 5957349.0817 | 6024920.9628 | 6089631.3848 | 6154286.8075 | 6225228.632
| Rate 30 - - Multi Family |  |  | 72917.2872 | 76464.6095 | 77650.7793 | 67450.265 | 73853.7361 | 76975.3498 | 78029.2511 | 78686.5061 | 79459.7763 | 80347.2657 | 81040.2418 | 81836.4124 | 82663.0193 | 83510.8368 | 84491.9705 | 85357.0408 | 86255.615 | 87188.767 | 88132.9444 | 89203.3092 | 90159.1066 | 91123.1223 | 92148.832 | 93155.5616 | 94322.5855 | 95392.4497 | 96417.0085 | 97440.6964 | 98563.9169
| Rate 50 - - Commercial |  |  | 336376.3545 | 345131.4909 | 346749.7025 | 220534.8986 | 267981.0689 | 279307.9621 | 283132.0826 | 285516.9573 | 288322.7975 | 291543.086 | 294057.5759 | 296946.5111 | 299945.8855 | 303022.2231 | 306582.3038 | 309721.2441 | 312981.7546 | 316367.7316 | 319793.7152 | 323677.5742 | 327145.7212 | 330643.6883 | 334365.5148 | 338018.4712 | 342253.0614 | 346135.104 | 349852.7542 | 353567.2447 | 357642.8925
| Rate 55 - - Large Industrial |  |  | 164.9712 | 166.3205 | 193.4263 | 295.0075 | 403.3214 | 420.3688 | 426.1242 | 429.7136 | 433.9364 | 438.7831 | 442.5675 | 446.9155 | 451.4296 | 456.0596 | 461.4177 | 466.1419 | 471.0491 | 476.1451 | 481.3013 | 487.1467 | 492.3664 | 497.6309 | 503.2324 | 508.7303 | 515.1035 | 520.9461 | 526.5413 | 532.1317 | 538.2657
| Rate 60 - - Large Firm |  |  | 11218.0442 | 11749.9171 | 12548.9442 | 7006.9322 | 9012.9884 | 9393.945 | 9522.5614 | 9602.7717 | 9697.1403 | 9805.448 | 9890.0177 | 9987.1811 | 10088.0588 | 10191.525 | 10311.261 | 10416.8327 | 10526.4933 | 10640.3736 | 10755.5995 | 10886.225 | 11002.869 | 11120.5158 | 11245.6918 | 11368.5514 | 11510.9731 | 11641.5375 | 11766.573 | 11891.5022 | 12028.5782
| Rate 65 - - Alternate Energy |  |  | 0 | 0 | 14.1437 | 24.8421 | 39.2779 | 51.9917 | 65.1613 | 78.7299 | 92.3115 | 106.1993 | 120.015 | 134.0471 | 148.1995 | 162.497 | 177.2353 | 191.7964 | 206.4597 | 221.2175 | 236.1342 | 251.5888 | 266.7365 | 282.0072 | 297.3106 | 312.9704 | 329.0661 | 344.7025 | 360.5625 | 376.5635 | 392.485
| Rate 70 - - Standby Generator |  |  | 3629.3672 | -15305.7132 | 1217.5353 | 3263.7376 | 3094.6477 | 3225.4507 | 3269.6117 | 3297.1523 | 3329.5541 | 3366.742 | 3395.7794 | 3429.1408 | 3463.7776 | 3499.3032 | 3540.4151 | 3576.6636 | 3614.316 | 3653.4173 | 3692.9805 | 3737.8314 | 3777.8816 | 3818.2761 | 3861.2558 | 3903.4402 | 3952.3413 | 3997.1711 | 4040.1026 | 4082.9975 | 4130.0632
| Rate 80 - - Standby Backup |  |  | 2969.4823 | 3258.3903 | 2877.0858 | 5527.6298 | 4841.9649 | 5046.6228 | 5115.7182 | 5158.8088 | 5209.5056 | 5267.6908 | 5313.1234 | 5365.3215 | 5419.5152 | 5475.0994 | 5539.424 | 5596.1394 | 5655.0513 | 5716.2302 | 5778.1319 | 5848.3067 | 5910.9702 | 5974.1726 | 6041.4197 | 6107.4224 | 6183.9343 | 6254.0763 | 6321.2479 | 6388.3625 | 6462.0025
| Rate 91 - - Interruptible Oil |  |  | 3464.396 | 3566.7785 | 3564.7267 | 1543.1065 | 2076.4207 | 2164.1858 | 2193.8166 | 2212.2955 | 2234.0362 | 2258.9883 | 2278.4715 | 2300.8561 | 2324.0964 | 2347.933 | 2375.5179 | 2399.8396 | 2425.1033 | 2451.3392 | 2477.885 | 2507.9787 | 2534.8512 | 2561.9548 | 2590.793 | 2619.0975 | 2651.9087 | 2681.9883 | 2710.7941 | 2739.5754 | 2771.1551
| Rate 92 - - Interruptible LPG |  |  | 329.9425 | 432.3455 | 487.91 | 516.4731 | 633.9532 | 660.7488 | 669.7954 | 675.4372 | 682.0749 | 689.693 | 695.6415 | 702.4757 | 709.5712 | 716.8488 | 725.2708 | 732.6964 | 740.4097 | 748.4198 | 756.5245 | 765.7124 | 773.9169 | 782.1919 | 790.9965 | 799.6382 | 809.6558 | 818.8394 | 827.6341 | 836.4213 | 846.063
| Total Cost of Service (Without SNG Plant, Gas Procurement Service) |  |  | 2017 | 2018 | 2019 | 2020 | 2021 | 2022 | 2023 | 2024 | 2025 | 2026 | 2027 | 2028 | 2029 | 2030 | 2031 | 2032 | 2033 | 2034 | 2035 | 2036 | 2037 | 2038 | 2039 | 2040 | 2041 | 2042 | 2043 | 2044 | 2045
| Rate 10 - - General Service |  |  | 566183.4675 | 529365.3627 | 541083.1624 | 524682.9549 | 546386.665 | 564654.1019 | 571999.8013 | 581470.1298 | 590768.9214 | 603465.2666 | 608575.6291 | 616474.3244 | 624361.1331 | 635147.5957 | 648971.7121 | 656497.007 | 664025.2362 | 671561.7752 | 682806.9565 | 696119.2958 | 703144.6099 | 710068.0163 | 717120.2049 | 738204.4133 | 751145.5767 | 757888.0373 | 764298.5931 | 770557.509 | 777112.6214
| Rate 20 - - Residential |  |  | 12284774.9836 | 13073936.9935 | 12966283.7865 | 12953844.466 | 13112852.9061 | 13586365.3879 | 13766284.7856 | 13960435.2941 | 14165029.5312 | 14425421.2153 | 14548668.8353 | 14724061.0367 | 14900905.0766 | 15137965.4562 | 15422304.0245 | 15595227.1124 | 15770014.6737 | 15946814.2611 | 16199859.0431 | 16480206.7437 | 16649429.5261 | 16817419.4381 | 16990902.9409 | 17449067.2611 | 17728551.4658 | 17899319.4949 | 18062134.8245 | 18222395.7916 | 18392977.8632
| Rate 30 - - Multi Family |  |  | 2252747.8873 | 2456728.4376 | 2488987.3522 | 2986376.3021 | 2880719.8091 | 2966156.1944 | 3003605.0607 | 3063624.6424 | 3115040.5203 | 3195579.6574 | 3222118.27 | 3267954.573 | 3313184.3095 | 3371835.0149 | 3459265.9085 | 3501091.4406 | 3542371.056 | 3583127.4076 | 3641245.0147 | 3723514.1694 | 3760232.0903 | 3796023.77 | 3831741.15 | 3934564.8946 | 4012320.4999 | 4044903.352 | 4075715.8488 | 4105379.8095 | 4135605.2451
| Rate 50 - - Commercial |  |  | 12415490.4022 | 13293854.6598 | 13340765.887 | 12135890.0479 | 12858591.5638 | 13237809.9667 | 13404709.9818 | 13674596.4095 | 13904410.7906 | 14266583.5053 | 14384953.1072 | 14590367.5206 | 14792967.0319 | 15054878.8237 | 15447999.3816 | 15635107.3922 | 15819667.7841 | 16001780.5543 | 16260664.4209 | 16630264.5063 | 16794091.7911 | 16953707.4091 | 17112842.6063 | 17569070.6094 | 17918017.1277 | 18062863.2016 | 18199802.1761 | 18331545.1046 | 18465597.0688
| Rate 55 - - Large Industrial |  |  | 117163.5195 | 123580.7504 | 143241.4303 | 314269.422 | 372861.3566 | 383543.2258 | 388344.0397 | 396459.5807 | 403153.8261 | 414047.4334 | 417465.5887 | 423540.8941 | 429518.7873 | 437107.5903 | 448925.6988 | 454410.7874 | 459805.7103 | 465113.2033 | 472512.625 | 483578.7104 | 488318.4284 | 492924.6248 | 497495.0135 | 510216.2093 | 520608.7566 | 524720.9372 | 528603.0537 | 532324.2612 | 536083.4561
| Rate 60 - - Large Firm |  |  | 5506018.4744 | 6031043.4654 | 6428504.4912 | 5205599.7437 | 5811786.416 | 5978543.5866 | 6053407.1981 | 6179667.012 | 6284015.5346 | 6453492.5514 | 6506784.9843 | 6601384.5468 | 6694478.8044 | 6812815.1319 | 6996680.1923 | 7082129.2549 | 7166186.3782 | 7248894.3416 | 7364375.2011 | 7536575.2072 | 7610463.2056 | 7682279.5118 | 7753555.7884 | 7952468.5461 | 8114232.2016 | 8178402.8927 | 8238988.371 | 8297074.314 | 8355776.2773
| Rate 65 - - Alternate Energy |  |  | 0 | 0 | 14.1437 | 24.8421 | 39.2779 | 51.9917 | 65.1613 | 78.7299 | 92.3115 | 106.1993 | 120.015 | 134.0471 | 148.1995 | 162.497 | 177.2353 | 191.7964 | 206.4597 | 221.2175 | 236.1342 | 251.5888 | 266.7365 | 282.0072 | 297.3106 | 312.9704 | 329.0661 | 344.7025 | 360.5625 | 376.5635 | 392.485
| Rate 70 - - Standby Generator |  |  | 22404.2684 | -4002.8317 | 20059.2574 | 21141.3858 | 21808.747 | 22599.9256 | 22901.611 | 23223.371 | 23606.4009 | 24036.5341 | 24244.4751 | 24537.3307 | 24832.8588 | 25290.9637 | 25760.8693 | 26050.7065 | 26343.9064 | 26640.7157 | 27144.6683 | 27607.4053 | 27890.6344 | 28172.1155 | 28463.1022 | 29527.9162 | 29990.9144 | 30278.4095 | 30552.8986 | 30823.4249 | 31111.5178
| Rate 80 - - Standby Backup |  |  | 45771.7778 | 50666.3748 | 47161.4936 | 90153.7645 | 74679.927 | 77019.7104 | 78005.9549 | 79446.8043 | 80767.6735 | 82699.9228 | 83393.5607 | 84534.5748 | 85666.1388 | 87188.9417 | 89289.0815 | 90349.7205 | 91402.6819 | 92448.618 | 93997.972 | 95992.1167 | 96948.2829 | 97884.9659 | 98828.4169 | 101695.9707 | 103602.7709 | 104482.395 | 105316.4349 | 106124.7692 | 106959.1713
| Rate 91 - - Interruptible Oil |  |  | 4446126.8456 | 4788374.5789 | 4779196.198 | 3008189.7946 | 3511285.5648 | 3611989.5342 | 3657215.0146 | 3733539.5715 | 3796608.7692 | 3899058.0443 | 3931254.8588 | 3988427.016 | 4044687.49 | 4116212.5168 | 4227358.578 | 4278993.9861 | 4329786.1295 | 4379760.8302 | 4449554.911 | 4553642.6432 | 4598282.5424 | 4641669.2431 | 4684726.5935 | 4804974.6495 | 4902746.7859 | 4941505.1389 | 4978097.418 | 5013178.1744 | 5048626.9852
| Rate 92 - - Interruptible LPG |  |  | 80708.7601 | 109501.9314 | 122942.9742 | 185933.4097 | 198242.0548 | 203946.6386 | 206502.3159 | 210793.9637 | 214352.2767 | 220112.7349 | 221931.3362 | 225151.9742 | 228322.0923 | 232359.6814 | 238609.5065 | 241521.1282 | 244386.1232 | 247205.9593 | 251151.6832 | 257007.2531 | 259528.1833 | 261979.0454 | 264412.6323 | 271227.8584 | 276731.3546 | 278924.8678 | 280996.1316 | 282982.673 | 284991.7426
|  |  |  | 37737390.3865 | 40453049.7228 | 40878240.1764 | 37426106.1332 | 39389254.2881 | 40632680.2637 | 41153040.9249 | 41903335.5088 | 42577846.556 | 43584603.0647 | 43949510.6604 | 44546567.8383 | 45139071.922 | 45910964.2133 | 47005342.1885 | 47561570.3321 | 48114196.1393 | 48663568.8837 | 49443548.6299 | 50484759.64 | 50988596.031 | 51482410.1471 | 51980385.7596 | 53361331.299 | 54358276.5202 | 54823633.4295 | 55264866.3128 | 55692762.3949 | 56135234.4339
| Total Cost of Service (SNG Plant) |  |  | 2017 | 2018 | 2019 | 2020 | 2021 | 2022 | 2023 | 2024 | 2025 | 2026 | 2027 | 2028 | 2029 | 2030 | 2031 | 2032 | 2033 | 2034 | 2035 | 2036 | 2037 | 2038 | 2039 | 2040 | 2041 | 2042 | 2043 | 2044 | 2045
| Rate 10 - - General Service |  |  | 182885.1912 | 152552.4839 | 158301.8239 | 153879.8373 | 159540.8547 | 164178.8392 | 173355.8149 | 177110.5286 | 177506.5461 | 177518.2358 | 178280.5361 | 180915.5874 | 183522.5489 | 186069.8089 | 188521.8109 | 190948.3592 | 193352.8075 | 195737.2105 | 198039.032 | 200237.3628 | 202413.3804 | 204520.4646 | 206658.6258 | 208607.0548 | 210567.3066 | 212537.5243 | 214339.2447 | 216056.2257 | 217875.3693
| Rate 20 - - Residential |  |  | 2019233.4096 | 2094527.0176 | 2068439.0116 | 2362312.9517 | 2247768.8135 | 2313113.3113 | 2442407.589 | 2495307.6971 | 2500887.1823 | 2501051.8784 | 2511791.9162 | 2548917.1168 | 2585646.5599 | 2621534.869 | 2656081.0897 | 2690268.6939 | 2724144.9317 | 2757738.7507 | 2790169.0807 | 2821141.3325 | 2851799.2132 | 2881485.893 | 2911610.4155 | 2939061.8036 | 2966679.763 | 2994438.1319 | 3019822.5444 | 3044013.0645 | 3069642.9529
| Rate 30 - - Multi Family |  |  | 1348874.933 | 1396511.194 | 1424016.7638 | 1526073.0524 | 1520665.5679 | 1564872.5732 | 1652343.0261 | 1688131.1252 | 1691905.7709 | 1692017.1915 | 1699283.0658 | 1724399.0892 | 1749247.374 | 1773526.6129 | 1796897.8991 | 1820026.5733 | 1842944.6012 | 1865671.5665 | 1887611.4056 | 1908564.8224 | 1929305.5602 | 1949389.259 | 1969769.1681 | 1988340.6424 | 2007024.8059 | 2025803.9595 | 2042977.0788 | 2059342.5034 | 2076681.6926
| Rate 50 - - Commercial |  |  | 7815774.7393 | 7917242.1412 | 7987130.3805 | 6267211.935 | 6930598.6669 | 7132076.9001 | 7530733.0001 | 7693841.1527 | 7711044.5111 | 7711552.3223 | 7744667.3347 | 7859136.3422 | 7972385.1017 | 8083040.3728 | 8189557.5508 | 8294968.9982 | 8399420.4022 | 8503001.0179 | 8602994.2203 | 8698491.6955 | 8793019.863 | 8884553.504 | 8977437.1556 | 9062078.6691 | 9147233.7755 | 9232821.8099 | 9311090.1683 | 9385677.3704 | 9464702.6104
| Rate 55 - - Large Industrial |  |  | 81873.9379 | 81494.077 | 95165.8409 | 179069.2452 | 222796.7062 | 229273.5907 | 242089.1164 | 247332.5248 | 247885.5581 | 247901.8826 | 248966.4249 | 252646.2395 | 256286.827 | 259844.042 | 263268.2305 | 266656.8733 | 270014.6538 | 273344.4412 | 276558.9046 | 279628.8448 | 282667.6247 | 285610.1402 | 288596.0542 | 291317.0097 | 294054.4755 | 296805.8586 | 299321.9375 | 301719.6788 | 304260.0889
| Rate 60 - - Large Firm |  |  | 3861259.6138 | 3992909.1242 | 4282004.7764 | 2949784.2493 | 3453032.9979 | 3553415.522 | 3752037.9981 | 3833303.3923 | 3841874.6236 | 3842127.6305 | 3858626.5271 | 3915658.4343 | 3972082.3772 | 4027214.166 | 4080284.2323 | 4132803.3903 | 4184844.2257 | 4236451.2082 | 4286270.8333 | 4333850.5518 | 4380947.3319 | 4426552.1487 | 4472829.5815 | 4515000.5328 | 4557427.3716 | 4600069.9082 | 4639065.5617 | 4676227.1523 | 4715599.907
| Rate 65 - - Alternate Energy |  |  | 0 | 0 | 0 | 0 | 0 | 0 | 0 | 0 | 0 | 0 | 0 | 0 | 0 | 0 | 0 | 0 | 0 | 0 | 0 | 0 | 0 | 0 | 0 | 0 | 0 | 0 | 0 | 0 | 0
| Rate 70 - - Standby Generator |  |  | 3879.0087 | -16150.5077 | 1290.0291 | 4266.341 | 3681.4687 | 3788.492 | 4000.2544 | 4086.8959 | 4096.0342 | 4096.3039 | 4113.8943 | 4174.6992 | 4234.8558 | 4293.6349 | 4350.2158 | 4406.2094 | 4461.693 | 4516.714 | 4569.8295 | 4620.5568 | 4670.7693 | 4719.3911 | 4768.73 | 4813.6908 | 4858.9244 | 4904.3879 | 4945.9634 | 4985.5834 | 5027.5608
| Rate 80 - - Standby Backup |  |  | 33881.3035 | 36705.0013 | 32543.2026 | 77138.0764 | 61492.3477 | 63279.9811 | 66817.0925 | 68264.284 | 68416.9223 | 68421.4279 | 68715.2437 | 69730.8801 | 70735.6897 | 71717.4884 | 72662.5714 | 73597.8438 | 74524.5981 | 75443.6262 | 76330.8247 | 77178.1345 | 78016.844 | 78828.9843 | 79653.1027 | 80404.092 | 81159.6382 | 81919.0255 | 82613.4684 | 83275.25 | 83976.4084
| Rate 91 - - Interruptible Oil |  |  | 939021.989 | 954480.6677 | 957861.1772 | 511557.6857 | 626445.996 | 644657.299 | 680691.2017 | 695434.293 | 696989.2777 | 697035.178 | 700028.3923 | 710375.0672 | 720611.4458 | 730613.4031 | 740241.3245 | 749769.3007 | 759210.5001 | 768572.9903 | 777611.2198 | 786243.0875 | 794787.341 | 803060.924 | 811456.5323 | 819107.1465 | 826804.1837 | 834540.3525 | 841614.9073 | 848356.7281 | 855499.6962
| Rate 92 - - Interruptible LPG |  |  | 16357.8902 | 21162.295 | 23980.4236 | 31317.5115 | 34983.7466 | 36000.7531 | 38013.0589 | 38836.3838 | 38923.2216 | 38925.7849 | 39092.9403 | 39670.7482 | 40242.3966 | 40800.9539 | 41338.6231 | 41870.711 | 42397.9528 | 42920.7991 | 43425.5372 | 43907.582 | 44384.7341 | 44846.7706 | 45315.6216 | 45742.8686 | 46172.708 | 46604.7328 | 46999.8098 | 47376.3054 | 47775.203
|  |  |  | 16303042.0162 | 16631433.4942 | 17030733.4295 | 14062610.8855 | 15261007.1662 | 15704657.2617 | 16582488.1521 | 16941648.2774 | 16979529.6479 | 16980647.8356 | 17053566.2755 | 17305624.2041 | 17554995.1766 | 17798655.3518 | 18033203.5481 | 18265316.953 | 18495316.366 | 18723398.3246 | 18943580.8877 | 19153863.9706 | 19362012.6619 | 19563567.4795 | 19768094.9873 | 19954473.5104 | 20141982.9525 | 20330445.6912 | 20502790.6842 | 20667029.8619 | 20841041.4893
| Customer Charge | 2017 |  | 2017 | 2018 | 2019 | 2020 | 2021 | 2022 | 2023 | 2024 | 2025 | 2026 | 2027 | 2028 | 2029 | 2030 | 2031 | 2032 | 2033 | 2034 | 2035 | 2036 | 2037 | 2038 | 2039 | 2040 | 2041 | 2042 | 2043 | 2044 | 2045
| Rate 10 - - General Service | 13.55 |  | 13.55 | 13.55 | 13.55 | 13.55 | 13.55 | 13.55 | 13.55 | 13.55 | 13.55 | 13.55 | 13.55 | 13.55 | 13.55 | 13.55 | 13.55 | 13.55 | 13.55 | 13.55 | 13.55 | 13.55 | 13.55 | 13.55 | 13.55 | 13.55 | 13.55 | 13.55 | 13.55 | 13.55 | 13.55
| Rate 20 - - Residential | 9.6 |  | 9.6 | 9.6 | 9.6 | 9.6 | 9.6 | 9.6 | 9.6 | 9.6 | 9.6 | 9.6 | 9.6 | 9.6 | 9.6 | 9.6 | 9.6 | 9.6 | 9.6 | 9.6 | 9.6 | 9.6 | 9.6 | 9.6 | 9.6 | 9.6 | 9.6 | 9.6 | 9.6 | 9.6 | 9.6
| Rate 30 - - Multi Family | 62 |  | 62 | 62 | 62 | 62 | 62 | 62 | 62 | 62 | 62 | 62 | 62 | 62 | 62 | 62 | 62 | 62 | 62 | 62 | 62 | 62 | 62 | 62 | 62 | 62 | 62 | 62 | 62 | 62 | 62
| Rate 50 - - Commercial | 62 |  | 62 | 62 | 62 | 62 | 62 | 62 | 62 | 62 | 62 | 62 | 62 | 62 | 62 | 62 | 62 | 62 | 62 | 62 | 62 | 62 | 62 | 62 | 62 | 62 | 62 | 62 | 62 | 62 | 62
| Rate 55 - - Large Industrial | 500 |  | 500 | 500 | 500 | 500 | 500 | 500 | 500 | 500 | 500 | 500 | 500 | 500 | 500 | 500 | 500 | 500 | 500 | 500 | 500 | 500 | 500 | 500 | 500 | 500 | 500 | 500 | 500 | 500 | 500
| Rate 60 - - Large Firm | 500 |  | 500 | 500 | 500 | 500 | 500 | 500 | 500 | 500 | 500 | 500 | 500 | 500 | 500 | 500 | 500 | 500 | 500 | 500 | 500 | 500 | 500 | 500 | 500 | 500 | 500 | 500 | 500 | 500 | 500
| Rate 65 - - Alternate Energy | 300 |  | 300 | 300 | 300 | 300 | 300 | 300 | 300 | 300 | 300 | 300 | 300 | 300 | 300 | 300 | 300 | 300 | 300 | 300 | 300 | 300 | 300 | 300 | 300 | 300 | 300 | 300 | 300 | 300 | 300
| Rate 70 - - Standby Generator | 150 |  | 150 | 150 | 150 | 150 | 150 | 150 | 150 | 150 | 150 | 150 | 150 | 150 | 150 | 150 | 150 | 150 | 150 | 150 | 150 | 150 | 150 | 150 | 150 | 150 | 150 | 150 | 150 | 150 | 150
| Rate 80 - - Standby Backup | 150 |  | 150 | 150 | 150 | 150 | 150 | 150 | 150 | 150 | 150 | 150 | 150 | 150 | 150 | 150 | 150 | 150 | 150 | 150 | 150 | 150 | 150 | 150 | 150 | 150 | 150 | 150 | 150 | 150 | 150
| Rate 91 - - Interruptible Oil | 1000 |  | 1000 | 1000 | 1000 | 1000 | 1000 | 1000 | 1000 | 1000 | 1000 | 1000 | 1000 | 1000 | 1000 | 1000 | 1000 | 1000 | 1000 | 1000 | 1000 | 1000 | 1000 | 1000 | 1000 | 1000 | 1000 | 1000 | 1000 | 1000 | 1000
| Rate 92 - - Interruptible LPG | 1000 |  | 1000 | 1000 | 1000 | 1000 | 1000 | 1000 | 1000 | 1000 | 1000 | 1000 | 1000 | 1000 | 1000 | 1000 | 1000 | 1000 | 1000 | 1000 | 1000 | 1000 | 1000 | 1000 | 1000 | 1000 | 1000 | 1000 | 1000 | 1000 | 1000
| Customer Charge Revenue Requirement |  |  | 2017 | 2018 | 2019 | 2020 | 2021 | 2022 | 2023 | 2024 | 2025 | 2026 | 2027 | 2028 | 2029 | 2030 | 2031 | 2032 | 2033 | 2034 | 2035 | 2036 | 2037 | 2038 | 2039 | 2040 | 2041 | 2042 | 2043 | 2044 | 2045
| Rate 10 - - General Service |  |  | 113657.4 | 96039.0127 | 96458.6191 | 86540.441 | 93534.2511 | 98198.0757 | 99280.3849 | 99434.5733 | 99911.4524 | 100360.9813 | 100770.4218 | 101231.3058 | 101737.8921 | 102259.6728 | 102762.3621 | 103312.4248 | 103912.7735 | 104565.0723 | 105209.2116 | 105824.8833 | 106489.3982 | 107157.8483 | 107925.5414 | 108580.9796 | 109316.5644 | 110130.1678 | 110850.7667 | 111558.0923 | 112430.5047
| Rate 20 - - Residential |  |  | 3256934.4 | 3422296.8831 | 3271155.2289 | 3448086.3113 | 3420217.3984 | 3590757.0001 | 3630333.2285 | 3635971.3533 | 3653409.1407 | 3669846.8261 | 3684818.6188 | 3701671.5205 | 3720195.5918 | 3739275.269 | 3757656.843 | 3777770.696 | 3799723.3265 | 3823575.5914 | 3847129.4925 | 3869642.4348 | 3893941.3995 | 3918384.2603 | 3946456.0836 | 3970423.1479 | 3997320.8867 | 4027071.4906 | 4053421.2499 | 4079285.6488 | 4111186.6899
| Rate 30 - - Multi Family |  |  | 328848 | 344887.2737 | 340388.2565 | 336679.7949 | 349733.1632 | 367171.632 | 371218.4857 | 371795.0103 | 373578.1053 | 375258.9352 | 376789.8707 | 378513.1585 | 380407.331 | 382358.3169 | 384237.9185 | 386294.6537 | 388539.4124 | 390978.4176 | 393386.9138 | 395688.967 | 398173.6493 | 400673.0457 | 403543.5204 | 405994.2644 | 408744.6835 | 411786.8214 | 414481.207 | 417125.9623 | 420387.9924
| Rate 50 - - Commercial |  |  | 1481304 | 1556686.9406 | 1520004.4055 | 1100805.8226 | 1269019.9824 | 1332296.1245 | 1346980.286 | 1349072.2271 | 1355542.2546 | 1361641.2093 | 1367196.2668 | 1373449.2813 | 1380322.358 | 1387401.5839 | 1394221.7892 | 1401684.7304 | 1409829.9222 | 1418679.9447 | 1427419.2638 | 1435772.3508 | 1444788.1145 | 1453857.2686 | 1464272.8944 | 1473165.5115 | 1483145.511 | 1494184.023 | 1503960.703 | 1513557.2974 | 1525393.6967
| Rate 55 - - Large Industrial |  |  | 6000 | 6049.7976 | 6837.8978 | 11875.3053 | 15402.5958 | 16170.6033 | 16348.8308 | 16374.2215 | 16452.7508 | 16526.7762 | 16594.2001 | 16670.0954 | 16753.5167 | 16839.44 | 16922.2195 | 17012.8002 | 17111.6616 | 17219.0778 | 17325.1504 | 17426.5351 | 17535.963 | 17646.0389 | 17772.4574 | 17880.3906 | 18001.5218 | 18135.5006 | 18254.164 | 18370.6416 | 18514.3047
| Rate 60 - - Large Firm |  |  | 696000 | 427395.3705 | 443623.2032 | 282058.7794 | 344200.48 | 361363.077 | 365345.9106 | 365913.3147 | 367668.2016 | 369322.4412 | 370829.1578 | 372525.1836 | 374389.3909 | 376309.5127 | 378159.3795 | 380183.5777 | 382392.825 | 384793.2458 | 387163.6401 | 389429.2755 | 391874.6509 | 394334.5075 | 397159.5721 | 399571.546 | 402278.4542 | 405272.4662 | 407924.2274 | 410527.1434 | 413737.5691
| Rate 65 - - Alternate Energy |  |  | 0 | 0 | 300 | 600 | 900 | 1200 | 1500 | 1800 | 2100 | 2400 | 2700 | 3000 | 3300 | 3600 | 3900 | 4200 | 4500 | 4800 | 5100 | 5400 | 5700 | 6000 | 6300 | 6600 | 6900 | 7200 | 7500 | 7800 | 8100
| Rate 70 - - Standby Generator |  |  | 39600 | -167020.5216 | 12912.4867 | 39413.7906 | 35454.807 | 37222.662 | 37632.9189 | 37691.3651 | 37872.1294 | 38042.5265 | 38197.7277 | 38372.429 | 38564.454 | 38762.2386 | 38952.7865 | 39161.2916 | 39388.8579 | 39636.1163 | 39880.2818 | 40113.6564 | 40365.5454 | 40618.9261 | 40909.9254 | 41158.3739 | 41437.2024 | 41745.6044 | 42018.7524 | 42286.8691 | 42617.563
| Rate 80 - - Standby Backup |  |  | 32400 | 35556.53 | 30512.7348 | 66753.1729 | 55473.4985 | 58239.5298 | 58881.4281 | 58972.8745 | 59255.7031 | 59522.3107 | 59765.1425 | 60038.4846 | 60338.9319 | 60648.3907 | 60946.5268 | 61272.7592 | 61628.8153 | 62015.6821 | 62397.7097 | 62762.8536 | 63156.9656 | 63553.4114 | 64008.7165 | 64397.4452 | 64833.7075 | 65316.2412 | 65743.6155 | 66163.1177 | 66680.53
| Rate 91 - - Interruptible Oil |  |  | 252000 | 259478.3587 | 252036.4161 | 124233.18 | 158594.455 | 166502.3252 | 168337.4631 | 168598.9012 | 169407.4862 | 170169.6967 | 170863.9343 | 171645.3983 | 172504.3539 | 173389.0728 | 174241.4209 | 175174.0942 | 176192.0311 | 177298.0535 | 178390.2408 | 179434.1592 | 180560.8949 | 181694.303 | 182995.9851 | 184107.3306 | 185354.5707 | 186734.0973 | 187955.9277 | 189155.2522 | 190634.4939
| Rate 92 - - Interruptible LPG |  |  | 24000 | 31452.5561 | 34496.6362 | 41580.4714 | 48420.5653 | 50834.9218 | 51395.2088 | 51475.0286 | 51721.8982 | 51954.6091 | 52166.5672 | 52405.1564 | 52667.4046 | 52937.5187 | 53197.7496 | 53482.5046 | 53793.2915 | 54130.9718 | 54464.4282 | 54783.1475 | 55127.1519 | 55473.1933 | 55870.6106 | 56209.9162 | 56590.7118 | 57011.8959 | 57384.9336 | 57751.1001 | 58202.7282
|  |  |  | 6230743.8 | 6012822.2013 | 6008725.8849 | 5538627.0694 | 5790951.1968 | 6079955.9514 | 6147254.1454 | 6157098.8695 | 6186919.1222 | 6215046.3123 | 6240691.9077 | 6269522.0133 | 6301181.225 | 6333781.0162 | 6365198.9955 | 6399549.5324 | 6437012.917 | 6477692.1733 | 6517866.3326 | 6556278.2632 | 6597713.7332 | 6639392.8032 | 6687215.3069 | 6728088.9061 | 6773923.8141 | 6824588.3083 | 6869495.5474 | 6913581.1249 | 6967886.0725
| Final Tariff Rate |  |  | 2017 | 2018 | 2019 | 2020 | 2021 | 2022 | 2023 | 2024 | 2025 | 2026 | 2027 | 2028 | 2029 | 2030 | 2031 | 2032 | 2033 | 2034 | 2035 | 2036 | 2037 | 2038 | 2039 | 2040 | 2041 | 2042 | 2043 | 2044 | 2045
| Rate 10 - - General Service |  |  | 1.9767 | 2.157 | 2.2101 | 2.4188 | 2.315 | 2.2707 | 2.3009 | 2.3438 | 2.3653 | 2.3979 | 2.4073 | 2.4315 | 2.4541 | 2.4859 | 2.528 | 2.5467 | 2.5638 | 2.5791 | 2.6067 | 2.6413 | 2.6531 | 2.6642 | 2.6728 | 2.7296 | 2.757 | 2.762 | 2.7679 | 2.7734 | 2.7755
| Rate 20 - - Residential |  |  | 3.1126 | 3.1497 | 3.3001 | 3.1586 | 3.2037 | 3.1457 | 3.1795 | 3.2355 | 3.2685 | 3.3149 | 3.3311 | 3.3644 | 3.3958 | 3.4408 | 3.4973 | 3.5241 | 3.5488 | 3.5715 | 3.6121 | 3.6596 | 3.6781 | 3.6957 | 3.7103 | 3.7946 | 3.8334 | 3.8435 | 3.8552 | 3.8664 | 3.8731
| Rate 30 - - Multi Family |  |  | 1.3804 | 1.411 | 1.4558 | 1.7203 | 1.6069 | 1.5729 | 1.601 | 1.634 | 1.646 | 1.6679 | 1.673 | 1.6907 | 1.7072 | 1.7278 | 1.7587 | 1.7719 | 1.7838 | 1.7943 | 1.8107 | 1.8355 | 1.8432 | 1.8502 | 1.8554 | 1.8848 | 1.9039 | 1.9061 | 1.9089 | 1.9112 | 1.911
| Rate 50 - - Commercial |  |  | 1.3649 | 1.3942 | 1.439 | 1.7357 | 1.6116 | 1.5779 | 1.6059 | 1.6387 | 1.6505 | 1.672 | 1.677 | 1.6946 | 1.7108 | 1.7312 | 1.7618 | 1.7749 | 1.7866 | 1.797 | 1.8131 | 1.8377 | 1.8453 | 1.8521 | 1.8572 | 1.8858 | 1.9047 | 1.9069 | 1.9096 | 1.9118 | 1.9115
| Rate 55 - - Large Industrial |  |  | 1.3414 | 1.3716 | 1.412 | 1.6904 | 1.5707 | 1.5384 | 1.5661 | 1.5976 | 1.6081 | 1.6283 | 1.6327 | 1.6495 | 1.665 | 1.6839 | 1.713 | 1.7254 | 1.7366 | 1.7464 | 1.761 | 1.7843 | 1.7914 | 1.7978 | 1.8024 | 1.8273 | 1.8452 | 1.847 | 1.8493 | 1.8512 | 1.8507
| Rate 60 - - Large Firm |  |  | 1.2777 | 1.3498 | 1.3913 | 1.6781 | 1.558 | 1.5256 | 1.5533 | 1.5849 | 1.5955 | 1.6158 | 1.6203 | 1.6371 | 1.6526 | 1.6716 | 1.7008 | 1.7132 | 1.7244 | 1.7343 | 1.7489 | 1.7723 | 1.7795 | 1.7859 | 1.7905 | 1.8156 | 1.8335 | 1.8354 | 1.8377 | 1.8397 | 1.8392
| Rate 65 - - Alternate Energy |  |  | 0 | 1 | 2 | 3 | 4 | 5 | 6 | 7 | 8 | 9 | 10 | 11 | 12 | 13 | 14 | 15 | 16 | 17 | 18 | 19 | 20 | 21 | 22 | 23 | 24 | 25 | 26 | 27 | 28
| Rate 70 - - Standby Generator |  |  | -6.8361 | -17.8756 | 13.2823 | -7.2239 | -5.7133 | -5.9169 | -5.7967 | -5.599 | -5.4588 | -5.2954 | -5.2364 | -5.1178 | -5.006 | -4.8131 | -4.6143 | -4.5184 | -4.4298 | -4.3485 | -4.1624 | -3.9963 | -3.9303 | -3.8673 | -3.8153 | -3.3669 | -3.2317 | -3.1958 | -3.1543 | -3.1141 | -3.0902
| Rate 80 - - Standby Backup |  |  | 1.587 | 1.5857 | 1.7543 | 1.6389 | 1.5829 | 1.5332 | 1.5882 | 1.6373 | 1.6514 | 1.6745 | 1.6813 | 1.7077 | 1.7324 | 1.7629 | 1.8033 | 1.8234 | 1.8415 | 1.8577 | 1.8822 | 1.9141 | 1.9263 | 1.9375 | 1.946 | 1.9888 | 2.0128 | 2.0172 | 2.0223 | 2.0268 | 2.0277
| Rate 91 - - Interruptible Oil |  |  | 0.93302 | 0.96796 | 0.99684 | 1.2519 | 1.1492 | 1.1252 | 1.1345 | 1.1575 | 1.1692 | 1.1913 | 1.1957 | 1.2081 | 1.2195 | 1.2346 | 1.2601 | 1.2691 | 1.2772 | 1.2843 | 1.2964 | 1.3173 | 1.3223 | 1.3268 | 1.3299 | 1.3534 | 1.3701 | 1.371 | 1.3725 | 1.3736 | 1.3728
| Rate 92 - - Interruptible LPG |  |  | 0.76239 | 0.78991 | 0.81613 | 1.058 | 0.95577 | 0.93159 | 0.94097 | 0.964 | 0.97585 | 0.99814 | 1.0026 | 1.015 | 1.0265 | 1.0418 | 1.0674 | 1.0765 | 1.0846 | 1.0918 | 1.104 | 1.1251 | 1.1301 | 1.1347 | 1.1378 | 1.1617 | 1.1785 | 1.1794 | 1.1809 | 1.1821 | 1.1813
| Final COSS Fuel Rate |  |  | 2017 | 2018 | 2019 | 2020 | 2021 | 2022 | 2023 | 2024 | 2025 | 2026 | 2027 | 2028 | 2029 | 2030 | 2031 | 2032 | 2033 | 2034 | 2035 | 2036 | 2037 | 2038 | 2039 | 2040 | 2041 | 2042 | 2043 | 2044 | 2045
| Rate 10 - - General Service |  |  | 1.5719 | 1.6503 | 1.7287 | 1.8071 | 1.8855 | 2.8664 | 2.5688 | 2.1122 | 2.1992 | 2.2275 | 2.2724 | 2.307 | 2.3325 | 2.3834 | 2.4176 | 2.4439 | 2.4625 | 2.4712 | 2.5392 | 2.5631 | 2.5806 | 2.6014 | 2.6056 | 2.7971 | 2.8098 | 2.8138 | 2.8352 | 2.8607 | 2.8665
| Rate 20 - - Residential |  |  | 1.5719 | 1.6503 | 1.7287 | 1.8071 | 1.8855 | 2.8664 | 2.5688 | 2.1122 | 2.1992 | 2.2275 | 2.2724 | 2.307 | 2.3325 | 2.3834 | 2.4176 | 2.4439 | 2.4625 | 2.4712 | 2.5392 | 2.5631 | 2.5806 | 2.6014 | 2.6056 | 2.7971 | 2.8098 | 2.8138 | 2.8352 | 2.8607 | 2.8665
| Rate 30 - - Multi Family |  |  | 1.5719 | 1.6503 | 1.7287 | 1.8071 | 1.8855 | 2.8664 | 2.5688 | 2.1122 | 2.1992 | 2.2275 | 2.2724 | 2.307 | 2.3325 | 2.3834 | 2.4176 | 2.4439 | 2.4625 | 2.4712 | 2.5392 | 2.5631 | 2.5806 | 2.6014 | 2.6056 | 2.7971 | 2.8098 | 2.8138 | 2.8352 | 2.8607 | 2.8665
| Rate 50 - - Commercial |  |  | 1.5719 | 1.6503 | 1.7287 | 1.8071 | 1.8855 | 2.8664 | 2.5688 | 2.1122 | 2.1992 | 2.2275 | 2.2724 | 2.307 | 2.3325 | 2.3834 | 2.4176 | 2.4439 | 2.4625 | 2.4712 | 2.5392 | 2.5631 | 2.5806 | 2.6014 | 2.6056 | 2.7971 | 2.8098 | 2.8138 | 2.8352 | 2.8607 | 2.8665
| Rate 55 - - Large Industrial |  |  | 1.5719 | 1.6503 | 1.7287 | 1.8071 | 1.8855 | 2.8664 | 2.5688 | 2.1122 | 2.1992 | 2.2275 | 2.2724 | 2.307 | 2.3325 | 2.3834 | 2.4176 | 2.4439 | 2.4625 | 2.4712 | 2.5392 | 2.5631 | 2.5806 | 2.6014 | 2.6056 | 2.7971 | 2.8098 | 2.8138 | 2.8352 | 2.8607 | 2.8665
| Rate 60 - - Large Firm |  |  | 1.5719 | 1.6503 | 1.7287 | 1.8071 | 1.8855 | 2.8664 | 2.5688 | 2.1122 | 2.1992 | 2.2275 | 2.2724 | 2.307 | 2.3325 | 2.3834 | 2.4176 | 2.4439 | 2.4625 | 2.4712 | 2.5392 | 2.5631 | 2.5806 | 2.6014 | 2.6056 | 2.7971 | 2.8098 | 2.8138 | 2.8352 | 2.8607 | 2.8665
| Rate 65 - - Alternate Energy |  |  | 1.5719 | 1.6503 | 1.7287 | 1.8071 | 1.8855 | 2.8664 | 2.5688 | 2.1122 | 2.1992 | 2.2275 | 2.2724 | 2.307 | 2.3325 | 2.3834 | 2.4176 | 2.4439 | 2.4625 | 2.4712 | 2.5392 | 2.5631 | 2.5806 | 2.6014 | 2.6056 | 2.7971 | 2.8098 | 2.8138 | 2.8352 | 2.8607 | 2.8665
| Rate 70 - - Standby Generator |  |  | 1.5719 | 1.6503 | 1.7287 | 1.8071 | 1.8855 | 2.8664 | 2.5688 | 2.1122 | 2.1992 | 2.2275 | 2.2724 | 2.307 | 2.3325 | 2.3834 | 2.4176 | 2.4439 | 2.4625 | 2.4712 | 2.5392 | 2.5631 | 2.5806 | 2.6014 | 2.6056 | 2.7971 | 2.8098 | 2.8138 | 2.8352 | 2.8607 | 2.8665
| Rate 80 - - Standby Backup |  |  | 1.5719 | 1.6503 | 1.7287 | 1.8071 | 1.8855 | 2.8664 | 2.5688 | 2.1122 | 2.1992 | 2.2275 | 2.2724 | 2.307 | 2.3325 | 2.3834 | 2.4176 | 2.4439 | 2.4625 | 2.4712 | 2.5392 | 2.5631 | 2.5806 | 2.6014 | 2.6056 | 2.7971 | 2.8098 | 2.8138 | 2.8352 | 2.8607 | 2.8665
| Rate 91 - - Interruptible Oil |  |  | 1.5719 | 1.6503 | 1.7287 | 1.8071 | 1.8855 | 2.8664 | 2.5688 | 2.1122 | 2.1992 | 2.2275 | 2.2724 | 2.307 | 2.3325 | 2.3834 | 2.4176 | 2.4439 | 2.4625 | 2.4712 | 2.5392 | 2.5631 | 2.5806 | 2.6014 | 2.6056 | 2.7971 | 2.8098 | 2.8138 | 2.8352 | 2.8607 | 2.8665
| Rate 92 - - Interruptible LPG |  |  | 1.5719 | 1.6503 | 1.7287 | 1.8071 | 1.8855 | 2.8664 | 2.5688 | 2.1122 | 2.1992 | 2.2275 | 2.2724 | 2.307 | 2.3325 | 2.3834 | 2.4176 | 2.4439 | 2.4625 | 2.4712 | 2.5392 | 2.5631 | 2.5806 | 2.6014 | 2.6056 | 2.7971 | 2.8098 | 2.8138 | 2.8352 | 2.8607 | 2.8665
| Bill Impact | Average Therms per Month |  | 2022 | 2023 | 2024 | 2025 | 2026 | 2027 | 2028 | 2029 | 2030 | 2031 | 2032 | 2033 | 2034 | 2035 | 2036 | 2037 | 2038 | 2039 | 2040 | 2041 | 2042 | 2043 | 2044 | 2045
| Rate 10 - - General Service | 38.3227 |  | 210.4171 | 200.1724 | 184.3177 | 188.4732 | 190.8071 | 192.8889 | 195.1425 | 196.9854 | 200.1556 | 203.0798 | 204.8043 | 206.1682 | 207.0897 | 210.7547 | 212.9976 | 214.1221 | 215.3399 | 215.8348 | 225.3451 | 226.8871 | 227.2296 | 228.2777 | 229.4648 | 229.7685
| Rate 20 - - Residential | 10.4613 |  | 72.4939 | 69.7353 | 65.5442 | 66.7993 | 67.5809 | 68.2197 | 68.9303 | 69.525 | 70.5285 | 71.4778 | 72.0331 | 72.4859 | 72.8137 | 73.9506 | 74.6975 | 75.0743 | 75.4756 | 75.6723 | 78.5569 | 79.0964 | 79.2438 | 79.5897 | 79.9738 | 80.1049
| Rate 30 - - Multi Family | 446.9968 |  | 2046.3717 | 1925.8854 | 1736.5453 | 1780.8124 | 1803.2176 | 1825.568 | 1848.9612 | 1867.7038 | 1899.7139 | 1928.796 | 1946.4529 | 1960.0547 | 1968.6494 | 2006.4006 | 2028.1987 | 2039.4532 | 2051.8413 | 2056.0456 | 2154.7727 | 2169.03 | 2171.7809 | 2182.5864 | 2195.0184 | 2197.5403
| Rate 50 - - Commercial | 470.2091 |  | 2151.7717 | 2025.0023 | 1825.706 | 1872.1518 | 1895.584 | 1919.0431 | 1943.5711 | 1963.211 | 1996.7404 | 2027.1905 | 2045.6971 | 2059.9423 | 2068.9249 | 2108.4921 | 2131.2996 | 2143.0888 | 2156.0719 | 2160.4532 | 2263.9451 | 2278.8386 | 2281.7008 | 2293.031 | 2306.0723 | 2308.7
| Rate 55 - - Large Industrial | 11992.25 |  | 53323.0146 | 50086.7757 | 44988.813 | 46158.5783 | 46739.4986 | 47331.6196 | 47947.511 | 48439.2341 | 49276.711 | 50035.9064 | 50499.8295 | 50855.6027 | 51077.7011 | 52068.9569 | 52635.6751 | 52930.4646 | 53255.8829 | 53362.7798 | 55956.7928 | 56323.9927 | 56393.3549 | 56678.102 | 57006.5268 | 57070.7208
| Rate 60 - - Large Firm | 6673.9109 |  | 29811.9748 | 28011.0367 | 25174.3931 | 25825.8573 | 26149.6727 | 26479.3804 | 26822.4298 | 27096.3613 | 27562.9958 | 27986.0465 | 28244.4704 | 28442.6899 | 28566.4995 | 29118.7239 | 29434.5777 | 29598.8042 | 29780.0701 | 29839.6979 | 31284.8112 | 31489.5539 | 31528.2531 | 31686.8356 | 31869.724 | 31905.5207
Rate 65 - - Alternate Energy
| Rate 70 - - Standby Generator | 7.3788 |  | 127.4907 | 126.1823 | 124.272 | 125.9484 | 127.3629 | 128.1291 | 129.2598 | 130.2725 | 132.0717 | 133.7914 | 134.6926 | 135.4833 | 136.1471 | 138.0227 | 139.4253 | 140.0414 | 140.6586 | 141.0739 | 145.7955 | 146.8874 | 147.1809 | 147.6454 | 148.1301 | 148.3494
| Rate 80 - - Standby Backup | 137.8519 |  | 756.4896 | 723.0541 | 666.8809 | 680.8111 | 687.9026 | 695.0228 | 703.4401 | 710.3454 | 721.5791 | 731.8651 | 738.2519 | 743.3087 | 746.7413 | 759.4949 | 767.2016 | 771.2918 | 775.6856 | 777.4498 | 809.7428 | 814.8108 | 815.9605 | 819.6163 | 823.7443 | 824.6738
| Rate 91 - - Interruptible Oil | 21831.8333 |  | 88143.7579 | 81851.4562 | 72382.6251 | 74538.1295 | 75639.6376 | 76716.0473 | 77741.0002 | 78546.6091 | 79988.1078 | 81291.024 | 82062.1471 | 82643.1341 | 82987.5507 | 84737.612 | 85717.6322 | 86208.1419 | 86758.8244 | 86920.0967 | 91612.7901 | 92255.3832 | 92362.1134 | 92860.7392 | 93441.9912 | 93552.7794
| Rate 92 - - Interruptible LPG | 3993.2917 |  | 16166.4823 | 15015.654 | 13284.1979 | 13678.9518 | 13880.9828 | 14078.0795 | 14265.8782 | 14413.5401 | 14677.7873 | 14916.6818 | 15057.9999 | 15164.5225 | 15227.7558 | 15548.4487 | 15728.2022 | 15818.1216 | 15919.0416 | 15948.7056 | 16808.5299 | 16926.4884 | 16946.1367 | 17037.4867 | 17143.9489 | 17164.313

## HG CapEx Plan
Filed CPUC CapEx
Budget Category | 2022 | 2023 | 2024 | 2025 | 2026 |  | Comments
Computer Projects | 2304699 | 2764978 | 2655078 | 1926250 | 893350
Equipment/Tools/Other | 60652 | 55000 | 33652 | 10000 | 10000
Facilities | 155000 | 152900 | 181607 | 173000 | 159100
Maintenance/Renewals | 1945313 | 3322441 | 3235463 | 3452550 | 3622250
Meter Tank Regulator & New Connections | 194000 | 616000 | 582500 | 582500 | 605000
New Business | 1081367 | 1790000 | 520000 | 520000 | 520000
Safety and Environmental Compliance | 29000 | 242671 | 250899 | 256999 | 263199
SNG Plant | 6890000 | 3605720 | 820000 | 555000 | 1175000
Vehicles | 484944 | 797200 | 120000 | 175000 | 175000
RNG |  | 8733333 | 14068333 | 27401666 | 18668333 |  | Incremental Supply Cost (RNG) to be determined by current IRP Process
Grand Total | 13144975 | 22080243 | 22467532 | 35052965 | 26091232
Non-SNG Plant and RNG Spend | 6254975 | 9741190 | 7579199 | 7096299 | 6247899
Projected | 2022 | 2023 | 2024 | 2025 | 2026 | 2030 | 2035 | 2040 | 2045
Intangible Plant | 11483.0969 | 17883.2095 | 13914.1525 | 13027.6282 | 11470.1065 | 13625.1612 | 13639.1438 | 13637.9629 | 13661.6472
Production Plant | 198774.7884 | 309562.0656 | 240856.8664 | 225510.9465 | 198549.9226 | 235854.3664 | 236096.409 | 236075.967 | 236485.9472
Storage Plant | 500828.6726 | 779965.9082 | 606857.7691 | 568192.5201 | 500262.1054 | 594253.5779 | 594863.4233 | 594811.918 | 595844.8953
Transmission Plant | 596487.722 | 928940.6005 | 722768.5396 | 676718.1683 | 595812.9396 | 3109808.3988 | 3110947.3259 | 3110851.1364 | 1112780.2906
Distribution Plant | 4417990.571 | 6880360.9239 | 5353311.5188 | 5012231.3951 | 4412992.6771 | 8845202.6028 | 8851201.1695 | 8850694.5529 | 5860855.1331
General Plant | 529410.1492 | 824477.2923 | 641490.1536 | 600618.3418 | 528811.2489 | 628166.6618 | 628811.31 | 628756.8654 | 629848.793
Total | 6254975 | 9741190 | 7579199 | 7096299 | 6247899 | 13426910.7689 | 13435558.7815 | 13434828.4026 | 8449476.7064
High RNG CapEx
Incremental CapEx | 2025 | 2026 | 2027 | 2028 | 2029 | 2030 | 2031 | 2032 | 2033 | 2034 | 2035 | 2036 | 2037 | 2038 | 2039 | 2040 | 2041 | 2042 | 2043 | 2044 | 2045
Intangible Plant | 0 | 0 | 0 | 0 | 0 | 0 | 0 | 0 | 0 | 0 | 0 | 0 | 0 | 0 | 0 | 0 | 0 | 0 | 0 | 0 | 0
Production Plant | 0 | 0 | 0 | 0 | 0 | 0 | 0 | 0 | 0 | 0 | 0 | 0 | 0 | 0 | 0 | 0 | 0 | 0 | 0 | 0 | 0
Storage Plant | 0 | 0 | 0 | 0 | 0 | 0 | 0 | 0 | 0 | 0 | 0 | 0 | 0 | 0 | 0 | 0 | 0 | 0 | 0 | 0 | 0
Transmission Plant | 2000000 | 0 | 0 | 0 | 0 | 2000000 | 0 | 0 | 0 | 0 | 2000000 | 0 | 0 | 0 | 0 | 2000000 | 0 | 0 | 0 | 0 | 0
Distribution Plant | 3000000 | 0 | 0 | 0 | 0 | 3000000 | 0 | 0 | 0 | 0 | 3000000 | 0 | 0 | 0 | 0 | 3000000 | 0 | 0 | 0 | 0 | 0
General Plant | 0 | 0 | 0 | 0 | 0 | 0 | 0 | 0 | 0 | 0 | 0 | 0 | 0 | 0 | 0 | 0 | 0 | 0 | 0 | 0 | 0
High RNG OpEX | 2027 | 2028 | 2029 | 2030 | 2031 | 2032 | 2033 | 2034 | 2035 | 2036 | 2037 | 2038 | 2039 | 2040 | 2041 | 2042 | 2043 | 2044 | 2045
| 2022 | 2023 | 2024 | 2025 | 2026 | 2027 | 2028 | 2029 | 2030 | 2031 | 2032 | 2033 | 2034 | 2035 | 2036 | 2037 | 2038 | 2039 | 2040 | 2041 | 2042 | 2043 | 2044 | 2045 | 2046 | 2047 | 2048 | 2049 | 2050
LFG, WWTP, AgCrop (1) | 0 | 0 | 0 | 2157.4701 | 2157.4701 | 2157.4701 | 2157.4701 | 2157.4701 | 2157.4701 | 2157.4701 | 2157.4701 | 2157.4701 | 2157.4701 | 2157.4701 | 2157.4701 | 2157.4701 | 2157.4701 | 2157.4701 | 2157.4701 | 2157.4701 | 2157.4701 | 2157.4701 | 2157.4701 | 2157.4701 | 2157.4701 | 2157.4701 | 2157.4701 | 2157.4701 | 2157.4701
LFG, WWTP, AgCrop (2) | 0 | 0 | 0 | 0 | 0 | 0 | 0 | 0 | 3235.7296 | 3235.7296 | 3235.7296 | 3235.7296 | 3235.7296 | 3235.7296 | 3235.7296 | 3235.7296 | 3235.7296 | 3235.7296 | 3235.7296 | 3235.7296 | 3235.7296 | 3235.7296 | 3235.7296 | 3235.7296 | 3235.7296 | 3235.7296 | 3235.7296 | 3235.7296 | 3235.7296
LFG, WWTP, AgCrop (3) | 0 | 0 | 0 | 0 | 0 | 0 | 0 | 0 | 0 | 0 | 0 | 0 | 0 | 4168.3048 | 4071.2055 | 3978.017 | 3888.5818 | 3802.7487 | 3720.3727 | 3641.3145 | 3565.4405 | 3492.6224 | 3422.7371 | 3355.6667 | 3291.2975 | 3229.521 | 3170.2325 | 3113.332 | 3058.7233
CDW Exp. 1 | 0 | 0 | 0 | 0 | 0 | 0 | 0 | 0 | 0 | 0 | 0 | 0 | 0 | 0 | 0 | 0 | 0 | 0 | 15616.4384 | 15616.4384 | 15616.4384 | 15616.4384 | 15616.4384 | 15616.4384 | 15616.4384 | 15616.4384 | 15616.4384 | 15616.4384 | 15616.4384
CDW Exp. 2 | 0 | 0 | 0 | 0 | 0 | 0 | 0 | 0 | 0 | 0 | 0 | 0 | 0 | 0 | 0 | 0 | 0 | 0 | 0 | 0 | 0 | 0 | 0 | 0 | 0 | 0 | 0 | 0 | 0
CDW Exp. 3 | 0 | 0 | 0 | 0 | 0 | 0 | 0 | 0 | 0 | 0 | 0 | 0 | 0 | 0 | 0 | 0 | 0 | 0 | 0 | 0 | 0 | 0 | 0 | 0 | 0 | 0 | 0 | 0 | 0
CDW Exp. 4 | 0 | 0 | 0 | 0 | 0 | 0 | 0 | 0 | 0 | 0 | 0 | 0 | 0 | 0 | 0 | 0 | 0 | 0 | 0 | 0 | 0 | 0 | 0 | 0 | 0 | 0 | 0 | 0 | 0
CDW Exp. 5 | 0 | 0 | 0 | 0 | 0 | 0 | 0 | 0 | 0 | 0 | 0 | 0 | 0 | 0 | 0 | 0 | 0 | 0 | 0 | 0 | 0 | 0 | 0 | 0 | 0 | 0 | 0 | 0 | 0
LNG ISO Exp 1 | 0 | 0 | 0 | 0 | 0 | 0 | 0 | 0 | 0 | 0 | 0 | 0 | 0 | 0 | 0 | 0 | 0 | 0 | 0 | 0 | 0 | 0 | 0 | 0 | 0 | 0 | 0 | 0 | 0
LNG ISO Exp 2 | 0 | 0 | 0 | 0 | 0 | 0 | 0 | 0 | 0 | 0 | 0 | 0 | 0 | 0 | 0 | 0 | 0 | 0 | 0 | 0 | 0 | 0 | 0 | 0 | 0 | 0 | 0 | 0 | 0
LNG ISO Exp 3 | 0 | 0 | 0 | 0 | 0 | 0 | 0 | 0 | 0 | 0 | 0 | 0 | 0 | 0 | 0 | 0 | 0 | 0 | 0 | 0 | 0 | 0 | 0 | 0 | 0 | 0 | 0 | 0 | 0
LNG ISO Exp 4 | 0 | 0 | 0 | 0 | 0 | 0 | 0 | 0 | 0 | 0 | 0 | 0 | 0 | 0 | 0 | 0 | 0 | 0 | 0 | 0 | 0 | 0 | 0 | 0 | 0 | 0 | 0 | 0 | 0
LNG ISO Exp 5 | 0 | 0 | 0 | 0 | 0 | 0 | 0 | 0 | 0 | 0 | 0 | 0 | 0 | 0 | 0 | 0 | 0 | 0 | 0 | 0 | 0 | 0 | 0 | 0 | 0 | 0 | 0 | 0 | 0
Green Hydrogen | 0 | 0 | 0 | 0 | 0 | 0 | 0 | 0 | 0 | 0 | 0 | 0 | 0 | 0 | 0 | 0 | 0 | 0 | 0 | 0 | 0 | 0 | 0 | 0 | 0 | 0 | 0 | 0 | 0
| 2022 | 2023 | 2024 | 2025 | 2026 | 2027 | 2028 | 2029 | 2030 | 2031 | 2032 | 2033 | 2034 | 2035 | 2036 | 2037 | 2038 | 2039 | 2040 | 2041 | 2042 | 2043 | 2044 | 2045 | 2046 | 2047 | 2048 | 2049 | 2050
LFG, WWTP, AgCrop (1) |  | 0 | 0 | 1 | 1 | 1 | 1 | 1 | 1 | 1 | 1 | 1 | 1 | 1 | 1 | 1 | 1 | 1 | 1 | 1 | 1 | 1 | 1 | 1 | 1 | 1 | 1 | 1 | 1 | 1
LFG, WWTP, AgCrop (2) |  | 0 | 0 | 0 | 0 | 0 | 0 | 0 | 1 | 1 | 1 | 1 | 1 | 1 | 1 | 1 | 1 | 1 | 1 | 1 | 1 | 1 | 1 | 1 | 1 | 1 | 1 | 1 | 1 | 1
LFG, WWTP, AgCrop (3) |  | 0 | 0 | 0 | 0 | 0 | 0 | 0 | 0 | 0 | 0 | 0 | 0 | 1 | 1 | 1 | 1 | 1 | 1 | 1 | 1 | 1 | 1 | 1 | 1 | 1 | 1 | 1 | 1 | 1
CDW Exp. 1 |  | 0 | 0 | 0 | 0 | 0 | 0 | 0 | 0 | 0 | 0 | 0 | 0 | 0 | 0 | 0 | 0 | 0 | 1 | 1 | 1 | 1 | 1 | 1 | 1 | 1 | 1 | 1 | 1 | 1
CDW Exp. 2 |  | 0 | 0 | 0 | 0 | 0 | 0 | 0 | 0 | 0 | 0 | 0 | 0 | 0 | 0 | 0 | 0 | 0 | 0 | 0 | 0 | 0 | 0 | 0 | 0 | 0 | 0 | 0 | 0 | 0
CDW Exp. 3 |  | 0 | 0 | 0 | 0 | 0 | 0 | 0 | 0 | 0 | 0 | 0 | 0 | 0 | 0 | 0 | 0 | 0 | 0 | 0 | 0 | 0 | 0 | 0 | 0 | 0 | 0 | 0 | 0 | 0
CDW Exp. 4 |  | 0 | 0 | 0 | 0 | 0 | 0 | 0 | 0 | 0 | 0 | 0 | 0 | 0 | 0 | 0 | 0 | 0 | 0 | 0 | 0 | 0 | 0 | 0 | 0 | 0 | 0 | 0 | 0 | 0
CDW Exp. 5 |  | 0 | 0 | 0 | 0 | 0 | 0 | 0 | 0 | 0 | 0 | 0 | 0 | 0 | 0 | 0 | 0 | 0 | 0 | 0 | 0 | 0 | 0 | 0 | 0 | 0 | 0 | 0 | 0 | 0
LNG ISO Exp 1 |  | 0 | 0 | 0 | 0 | 0 | 0 | 0 | 0 | 0 | 0 | 0 | 0 | 0 | 0 | 0 | 0 | 0 | 0 | 0 | 0 | 0 | 0 | 0 | 0 | 0 | 0 | 0 | 0 | 0
LNG ISO Exp 2 |  | 0 | 0 | 0 | 0 | 0 | 0 | 0 | 0 | 0 | 0 | 0 | 0 | 0 | 0 | 0 | 0 | 0 | 0 | 0 | 0 | 0 | 0 | 0 | 0 | 0 | 0 | 0 | 0 | 0
LNG ISO Exp 3 |  | 0 | 0 | 0 | 0 | 0 | 0 | 0 | 0 | 0 | 0 | 0 | 0 | 0 | 0 | 0 | 0 | 0 | 0 | 0 | 0 | 0 | 0 | 0 | 0 | 0 | 0 | 0 | 0 | 0
LNG ISO Exp 4 |  | 0 | 0 | 0 | 0 | 0 | 0 | 0 | 0 | 0 | 0 | 0 | 0 | 0 | 0 | 0 | 0 | 0 | 0 | 0 | 0 | 0 | 0 | 0 | 0 | 0 | 0 | 0 | 0 | 0
LNG ISO Exp 5 |  | 0 | 0 | 0 | 0 | 0 | 0 | 0 | 0 | 0 | 0 | 0 | 0 | 0 | 0 | 0 | 0 | 0 | 0 | 0 | 0 | 0 | 0 | 0 | 0 | 0 | 0 | 0 | 0 | 0
Green Hydrogen |  | 0 | 0 | 0 | 0 | 0 | 0 | 0 | 0 | 0 | 0 | 0 | 0 | 0 | 0 | 0 | 0 | 0 | 0 | 0 | 0 | 0 | 0 | 0 | 0 | 0 | 0 | 0 | 0 | 0
| 2022 | 2023 | 2024 | 2025 | 2026 | 2027 | 2028 | 2029 | 2030 | 2031 | 2032 | 2033 | 2034 | 2035 | 2036 | 2037 | 2038 | 2039 | 2040 | 2041 | 2042 | 2043 | 2044 | 2045 | 2046 | 2047 | 2048 | 2049 | 2050
LFG, WWTP, AgCrop (1) |  |  | 0 | 1 | 0 | 0 | 0 | 0 | 0 | 0 | 0 | 0 | 0 | 0 | 0 | 0 | 0 | 0 | 0 | 0 | 0 | 0 | 0 | 0 | 0 | 0 | 0 | 0 | 0 | 0
LFG, WWTP, AgCrop (2) |  |  | 0 | 0 | 0 | 0 | 0 | 0 | 1 | 0 | 0 | 0 | 0 | 0 | 0 | 0 | 0 | 0 | 0 | 0 | 0 | 0 | 0 | 0 | 0 | 0 | 0 | 0 | 0 | 0
LFG, WWTP, AgCrop (3) |  |  | 0 | 0 | 0 | 0 | 0 | 0 | 0 | 0 | 0 | 0 | 0 | 1 | 0 | 0 | 0 | 0 | 0 | 0 | 0 | 0 | 0 | 0 | 0 | 0 | 0 | 0 | 0 | 0
CDW Exp. 1 |  |  | 0 | 0 | 0 | 0 | 0 | 0 | 0 | 0 | 0 | 0 | 0 | 0 | 0 | 0 | 0 | 0 | 1 | 0 | 0 | 0 | 0 | 0 | 0 | 0 | 0 | 0 | 0 | 0
CDW Exp. 2 |  |  | 0 | 0 | 0 | 0 | 0 | 0 | 0 | 0 | 0 | 0 | 0 | 0 | 0 | 0 | 0 | 0 | 0 | 0 | 0 | 0 | 0 | 0 | 0 | 0 | 0 | 0 | 0 | 0
CDW Exp. 3 |  |  | 0 | 0 | 0 | 0 | 0 | 0 | 0 | 0 | 0 | 0 | 0 | 0 | 0 | 0 | 0 | 0 | 0 | 0 | 0 | 0 | 0 | 0 | 0 | 0 | 0 | 0 | 0 | 0
CDW Exp. 4 |  |  | 0 | 0 | 0 | 0 | 0 | 0 | 0 | 0 | 0 | 0 | 0 | 0 | 0 | 0 | 0 | 0 | 0 | 0 | 0 | 0 | 0 | 0 | 0 | 0 | 0 | 0 | 0 | 0
CDW Exp. 5 |  |  | 0 | 0 | 0 | 0 | 0 | 0 | 0 | 0 | 0 | 0 | 0 | 0 | 0 | 0 | 0 | 0 | 0 | 0 | 0 | 0 | 0 | 0 | 0 | 0 | 0 | 0 | 0 | 0
LNG ISO Exp 1 |  |  | 0 | 0 | 0 | 0 | 0 | 0 | 0 | 0 | 0 | 0 | 0 | 0 | 0 | 0 | 0 | 0 | 0 | 0 | 0 | 0 | 0 | 0 | 0 | 0 | 0 | 0 | 0 | 0
LNG ISO Exp 2 |  |  | 0 | 0 | 0 | 0 | 0 | 0 | 0 | 0 | 0 | 0 | 0 | 0 | 0 | 0 | 0 | 0 | 0 | 0 | 0 | 0 | 0 | 0 | 0 | 0 | 0 | 0 | 0 | 0
LNG ISO Exp 3 |  |  | 0 | 0 | 0 | 0 | 0 | 0 | 0 | 0 | 0 | 0 | 0 | 0 | 0 | 0 | 0 | 0 | 0 | 0 | 0 | 0 | 0 | 0 | 0 | 0 | 0 | 0 | 0 | 0
LNG ISO Exp 4 |  |  | 0 | 0 | 0 | 0 | 0 | 0 | 0 | 0 | 0 | 0 | 0 | 0 | 0 | 0 | 0 | 0 | 0 | 0 | 0 | 0 | 0 | 0 | 0 | 0 | 0 | 0 | 0 | 0
LNG ISO Exp 5 |  |  | 0 | 0 | 0 | 0 | 0 | 0 | 0 | 0 | 0 | 0 | 0 | 0 | 0 | 0 | 0 | 0 | 0 | 0 | 0 | 0 | 0 | 0 | 0 | 0 | 0 | 0 | 0 | 0
Green Hydrogen |  |  | 0 | 0 | 0 | 0 | 0 | 0 | 0 | 0 | 0 | 0 | 0 | 0 | 0 | 0 | 0 | 0 | 0 | 0 | 0 | 0 | 0 | 0 | 0 | 0 | 0 | 0 | 0 | 0
Total |  |  | 0 | 1 | 0 | 0 | 0 | 0 | 1 | 0 | 0 | 0 | 0 | 1 | 0 | 0 | 0 | 0 | 1 | 0 | 0 | 0 | 0 | 0 | 0 | 0 | 0 | 0 | 0 | 0
Incremental RNG Capital Spend
Transmission Plant |  |  | 0 | 2000000 | 0 | 0 | 0 | 0 | 2000000 | 0 | 0 | 0 | 0 | 2000000 | 0 | 0 | 0 | 0 | 2000000 | 0 | 0 | 0 | 0 | 0 | 0 | 0 | 0 | 0 | 0
Distribution Plant |  |  | 0 | 3000000 | 0 | 0 | 0 | 0 | 3000000 | 0 | 0 | 0 | 0 | 3000000 | 0 | 0 | 0 | 0 | 3000000 | 0 | 0 | 0 | 0 | 0 | 0 | 0 | 0 | 0 | 0
Incremental RNG Volumes |  |  | 0 | 2157.4701 | 2157.4701 | 2157.4701 | 2157.4701 | 2157.4701 | 5393.1997 | 5393.1997 | 5393.1997 | 5393.1997 | 5393.1997 | 9561.5046 | 9464.4052 | 9371.2167 | 9281.7815 | 9195.9484 | 24730.0108 | 24650.9526 | 24575.0785 | 24502.2605 | 24432.3752 | 24365.3047 | 24300.9356 | 24239.159 | 24179.8706 | 24122.9701 | 24068.3614
Incremetnal RNG O&M Spend |  |  | 0 | 125780.5061 | 125780.5061 | 125780.5061 | 125780.5061 | 125780.5061 | 314423.5447 | 314423.5447 | 314423.5447 | 314423.5447 | 314423.5447 | 557435.7171 | 551774.8257 | 546341.935 | 541127.8621 | 536123.7938 | 1441759.6278 | 1437150.5344 | 1432727.0791 | 1428481.785 | 1424407.4764 | 1420497.2667 | 1416744.5464 | 1413142.9726 | 1409686.4574 | 1406369.1585 | 1403185.4688
| 2022 | 2023 | 2024 | 2025 | 2026 | 2027 | 2028 | 2029 | 2030 | 2031 | 2032 | 2033 | 2034 | 2035 | 2036 | 2037 | 2038 | 2039 | 2040 | 2041 | 2042 | 2043 | 2044 | 2045 | 2046 | 2047 | 2048 | 2049 | 2050
Incremental LNG/Propane Costs
LNG ISO-Contrainers & Compression | 0 | 0 | 0 | 0 | 0 | 0 | 0 | 0 | 0 | 0 | 0 | 0 | 0 | 0 | 0 | 0 | 0 | 0 | 0 | 0 | 0 | 0 | 0 | 0 | 0 | 0 | 0 | 0 | 0
Propane Air | 0 | 0 | 0 | 0 | 0 | 0 | 0 | 0 | 0 | 0 | 0 | 0 | 0 | 0 | 0 | 0 | 0 | 0 | 0 | 0 | 0 | 0 | 0 | 0 | 0 | 0 | 0 | 0 | 0

## Demand Guide
Tab Name | Description
Dashboard | Summary Graphics and Key Output
Summary Data | Projected Therms by Rate Schedule
Historical Data | Historical Usage Data Provided by Hawaii Gas
Historical Correlation Matrix | Historical Correlation of Key Econometric Drivers
Hist Reg (Oahu) | Historical Regression for Oahu Market
Hist Reg (Neigh Isl) | Historical Regression for Neighboring Island Markets
Projected Econometric Drivers | Historical and Projected Econometric Variables (2002-2045)
Energy Efficiency | Assumptions for Energy Efficiency Programs
Rate Schedules | Description
10 | General Service Utility
20 | Residential Utility
30 | Multiple Unit Hsg-Utility
50 | Comm & Ind - Utility
55 | Large Industrial Service - UT
60 | Large Firm - Utility
65 | Alternate Energy - Utility
70 | Power Generation Stand-by - UT
80 | Supplemental Standby - Utility
91 | Interruptible - Oil Alt Fuel
92 | Interruptible - Propane Alt
`

## Summary Data
Scenario | Base
Delivered Therms
Year | Oahu 10 | Oahu 20 | Oahu 30 | Oahu 50 | Oahu 55 | Oahu 60 | Oahu 65 | Oahu 70 | Oahu 80 | Oahu 91 | Oahu 92 | Total Therms | Net Therms | Emission Rate
2022 | 277728.2396 | 3912909.1845 | 2647170.0432 | 12064765.2971 | 387843.8355 | 6011029.4486 | 0 | 1831.0542 | 53522.8469 | 3635051.0139 | 202998.6695 | 29194849.6329 | 29193564.7361 | Methane | 0.005291 | metric tons CO2­/therm
2023 | 280789.2756 | 3956036.076 | 2676346.3439 | 12197739.4603 | 392118.532 | 6077281.1817 | 0 | 1851.2355 | 54112.7594 | 3675115.4374 | 205236.0589 | 29516626.3606 | 29513996.5353 |  |  | U.S. Energy Information Administration - EIA - Independent Statistics and Analysis
2024 | 281225.3581 | 3962180.0369 | 2680502.87 | 12216683.2799 | 392727.5155 | 6086719.5632 | 0 | 1854.1106 | 54196.7998 | 3680823.1117 | 205554.8028 | 29562467.4485 | 29558429.8421 | Propane | 0.006288 | Metric ton CO2/therm
2025 | 282574.0893 | 3981182.2914 | 2693358.3176 | 12275273.38 | 394611.0009 | 6115910.9157 | 0 | 1863.0027 | 54456.7227 | 3698476.0041 | 206540.6249 | 29704246.3493 | 29698735.1558 |  |  | U.S. Energy Information Administration - EIA - Independent Statistics and Analysis
2026 | 283845.4673 | 3999094.7177 | 2705476.4722 | 12330503.187 | 396386.4636 | 6143428.069 | 0 | 1871.3849 | 54701.7383 | 3715116.4576 | 207469.9076 | 29837893.8651 | 29830840.1858
2027 | 285003.4654 | 4015409.7357 | 2716513.9445 | 12380807.6673 | 398003.5926 | 6168491.2762 | 0 | 1879.0195 | 54924.9038 | 3730272.9358 | 208316.3179 | 29959622.8588 | 29950954.5576
2028 | 286306.9584 | 4033774.6303 | 2728938.204 | 12437432.5806 | 399823.9035 | 6196703.5135 | 0 | 1887.6134 | 55176.1086 | 3747333.7275 | 209269.0743 | 30096646.314 | 30086287.8647
2029 | 287739.7086 | 4053960.6269 | 2742594.4794 | 12499672.5408 | 401824.7203 | 6227713.3363 | 0 | 1897.0595 | 55452.2233 | 3766086.3037 | 210316.308 | 30247257.3068 | 30235129.6342
2030 | 289215.4323 | 4074752.0768 | 2756660.3574 | 12563779.3093 | 403885.549 | 6259653.2592 | 0 | 1906.7889 | 55736.6198 | 3785401.3395 | 211394.9522 | 30402385.6845 | 30388405.9972
2031 | 290637.1609 | 4094782.7916 | 2770211.5813 | 12625540.4853 | 405870.9744 | 6290424.5373 | 0 | 1916.1623 | 56010.6106 | 3804009.6605 | 212434.13 | 30551838.0943 | 30535919.7106
2032 | 292192.8733 | 4116701.2006 | 2785039.8721 | 12693122.0333 | 408043.5063 | 6324095.6999 | 0 | 1926.4191 | 56310.4222 | 3824371.6293 | 213571.24 | 30715374.896 | 30697427.061
2033 | 293890.8064 | 4140623.3567 | 2801223.7425 | 12766881.7821 | 410414.6476 | 6360845.0284 | 0 | 1937.6135 | 56637.6421 | 3846595.0579 | 214812.3027 | 30893861.9799 | 30873789.6744
2034 | 295735.6674 | 4166615.5768 | 2818808.0572 | 12847024.2083 | 412990.9717 | 6400774.3989 | 0 | 1949.7766 | 56993.1775 | 3870741.5539 | 216160.7588 | 31087794.1472 | 31065497.8868
2035 | 297557.4514 | 4192282.6649 | 2836172.4128 | 12926164.147 | 415535.0691 | 6440204.3 | 0 | 1961.7876 | 57344.2655 | 3894586.0057 | 217492.3472 | 31279300.4513 | 31254676.0777
2036 | 299298.7221 | 4216815.4022 | 2852769.355 | 13001806.5156 | 417966.7307 | 6477891.6062 | 0 | 1973.2677 | 57679.8373 | 3917376.6578 | 218765.0865 | 31462343.1811 | 31435281.642
2037 | 301178.1332 | 4243294.3989 | 2870682.9848 | 13083449.8312 | 420591.3036 | 6518568.7651 | 0 | 1985.6586 | 58042.0311 | 3941975.364 | 220138.7961 | 31659907.2666 | 31630294.3864
2038 | 303068.674 | 4269930.2013 | 2888702.6973 | 13165576.63 | 423231.419 | 6559486.8098 | 0 | 1998.1229 | 58406.3697 | 3966719.7412 | 221520.6407 | 31858641.3061 | 31826357.5452
2039 | 305239.8981 | 4300520.5463 | 2909397.7456 | 13259896.5629 | 426263.5049 | 6606479.8412 | 0 | 2012.4377 | 58824.8007 | 3995137.8463 | 223107.6439 | 32086880.8276 | 32051801.031
2040 | 307093.6383 | 4326637.8654 | 2927066.6925 | 13340424.7097 | 428852.2287 | 6646601.3894 | 0 | 2024.6594 | 59182.0472 | 4019400.558 | 224462.59 | 32281746.3786 | 32243739.512
2041 | 309174.0524 | 4355948.7904 | 2946896.1849 | 13430799.777 | 431757.4997 | 6691628.9699 | 0 | 2038.3755 | 59582.9776 | 4046630.0955 | 225983.2179 | 32500439.9409 | 32459368.8157
2042 | 311475.1223 | 4388368.5311 | 2968828.8601 | 13530760.3292 | 434970.9136 | 6741432.3277 | 0 | 2053.5464 | 60026.432 | 4076747.6898 | 227665.1287 | 32742328.8809 | 32698049.865
2043 | 313513.1528 | 4417082.3135 | 2988254.3722 | 13619294.2126 | 437816.9964 | 6785542.575 | 0 | 2066.9831 | 60419.1943 | 4103422.4883 | 229154.7773 | 32956567.0655 | 32908929.7812
2044 | 315513.643 | 4445267.1904 | 3007322.068 | 13706197.3093 | 440610.6546 | 6828840.3152 | 0 | 2080.1722 | 60804.722 | 4129605.9392 | 230616.9866 | 33166859.0004 | 33115706.0084
2045 | 317981.0391 | 4480030.2994 | 3030840.0839 | 13813383.224 | 444056.3408 | 6882243.5662 | 0 | 2096.4397 | 61280.2303 | 4161900.4976 | 232420.4696 | 33426232.1906 | 33371398.6588
`
HAWAII (Hilo + Kona)
Year | GEN SERVICE | RESIDENTIAL | MULTI-UNIT | COMM/IND | LGE FIRM | Total Therms | Net Therms
2022 | 28887.1972 | 459516.2866 | 191816.4265 | 1071542.5412 | 765116.4556 | 2516878.907 | 2516871.1268
2023 | 29280.7048 | 465775.9161 | 194429.391 | 1086139.3237 | 775539.0362 | 2551164.3717 | 2551148.2315
2024 | 29684.9663 | 472206.6114 | 197113.7637 | 1101135.0131 | 786246.4494 | 2586386.8039 | 2586361.6859
2025 | 30100.2409 | 478812.4941 | 199871.2651 | 1116539.221 | 797245.5581 | 2622568.7793 | 2622534.0247
2026 | 30526.7937 | 485597.7822 | 202703.656 | 1132361.7827 | 808543.3852 | 2659733.3997 | 2659688.3062
2027 | 30964.896 | 492566.7917 | 205612.7378 | 1148612.7631 | 820147.1173 | 2697904.3059 | 2697848.1248
2028 | 31414.8255 | 499723.9395 | 208600.3545 | 1165302.4618 | 832064.1085 | 2737105.6898 | 2737037.623
2029 | 31876.8664 | 507073.7454 | 211668.3926 | 1182441.4182 | 844301.8845 | 2777362.3071 | 2777281.5042
2030 | 32351.3093 | 514620.8344 | 214818.7829 | 1200040.4178 | 856868.1464 | 2818699.4908 | 2818605.0452
2031 | 32838.4518 | 522369.9395 | 218053.501 | 1218110.4973 | 869770.7747 | 2861143.1643 | 2861034.1099
2032 | 33338.5984 | 530325.904 | 221374.5687 | 1236662.9505 | 883017.8337 | 2904719.8553 | 2904595.1624
2033 | 33852.0607 | 538493.684 | 224784.0547 | 1255709.3347 | 896617.5756 | 2949456.7097 | 2949315.2811
2034 | 34379.1574 | 546878.3511 | 228284.0763 | 1275261.4763 | 910578.4448 | 2995381.506 | 2995222.1725
2035 | 34920.2149 | 555485.0952 | 231876.7996 | 1295331.4776 | 924909.0828 | 3042522.67 | 3042344.1857
2036 | 35475.5669 | 564319.227 | 235564.4417 | 1315931.7224 | 939618.332 | 3090909.29 | 3090710.3272
2037 | 36045.5552 | 573386.181 | 239349.271 | 1337074.8835 | 954715.2413 | 3140571.1319 | 3140350.2762
2038 | 36630.5292 | 582691.5182 | 243233.6089 | 1358773.9289 | 970209.0701 | 3191538.6553 | 3191294.3994
2039 | 37230.8469 | 592240.9295 | 247219.8309 | 1381042.1284 | 986109.2936 | 3243843.0292 | 3243573.7673
2040 | 37846.8741 | 602040.2379 | 251310.3678 | 1403893.0614 | 1002425.6078 | 3297516.1491 | 3297220.1702
2041 | 38478.9856 | 612095.4025 | 255507.707 | 1427340.6234 | 1019167.9347 | 3352590.6532 | 3352266.1345
2042 | 39127.5646 | 622412.5209 | 259814.394 | 1451399.0335 | 1036346.4272 | 3409099.9402 | 3408744.9398
2043 | 39793.0035 | 632997.833 | 264233.0333 | 1476082.8423 | 1053971.4748 | 3467078.1869 | 3466690.6357
2044 | 40475.7036 | 643857.7238 | 268766.2903 | 1501406.9393 | 1072053.7092 | 3526560.3661 | 3526138.06
2045 | 41176.0756 | 654998.7272 | 273416.8926 | 1527386.5606 | 1090604.0093 | 3587582.2653 | 3587122.8562
Maui County (Molokai + Lanai)
Year | GEN SERVICE | RESIDENTIAL | MULTI-UNIT | COMM/IND | LGE FIRM | Total Therms | Net Therms
2022 | 3025.2527 | 143219.0896 | 26586.3558 | 608832.9181 | 176722.7756 | 958386.3918 | 958362.8678
2023 | 3066.4634 | 145170.0508 | 26948.5209 | 617126.5707 | 179130.1311 | 971441.7369 | 971393.7512
2024 | 3108.8002 | 147174.3287 | 27320.5833 | 625646.8759 | 181603.2759 | 984853.864 | 984780.4311
2025 | 3152.2904 | 149233.2078 | 27702.7816 | 634399.2944 | 184143.7951 | 998631.3694 | 998531.4536
2026 | 3196.9618 | 151348.0029 | 28095.3599 | 643389.4148 | 186753.3107 | 1012783.05 | 1012655.5624
2027 | 3242.8427 | 153520.0591 | 28498.5677 | 652622.9556 | 189433.4828 | 1027317.9079 | 1027161.7035
2028 | 3289.9622 | 155750.753 | 28912.6607 | 662105.769 | 192186.0099 | 1042245.1547 | 1042059.0297
2029 | 3338.3501 | 158041.4934 | 29337.9004 | 671843.8433 | 195012.6302 | 1057574.2173 | 1057356.9053
2030 | 3388.0368 | 160393.7217 | 29774.5543 | 681843.3065 | 197915.1226 | 1073314.7419 | 1073064.911
2031 | 3439.0535 | 162808.9131 | 30222.8963 | 692110.4297 | 200895.3072 | 1089476.5998 | 1089192.8484
2032 | 3491.432 | 165288.5771 | 30683.2067 | 702651.6297 | 203955.0467 | 1106069.8922 | 1105750.7456
2033 | 3545.2051 | 167834.2584 | 31155.7721 | 713473.4732 | 207096.2471 | 1123104.9558 | 1122748.8618
2034 | 3600.406 | 170447.5377 | 31640.886 | 724582.6797 | 210320.8589 | 1140592.3684 | 1140197.6929
2035 | 3657.0691 | 173130.0325 | 32138.8487 | 735986.1256 | 213630.8781 | 1158542.9539 | 1158107.9765
2036 | 3715.2291 | 175883.398 | 32649.9674 | 747690.8473 | 217028.347 | 1176967.7888 | 1176490.6975
2037 | 3774.9219 | 178709.3281 | 33174.5566 | 759704.0451 | 220515.3556 | 1195878.2073 | 1195357.0938
2038 | 3836.1842 | 181609.5559 | 33712.9379 | 772033.0872 | 224094.0428 | 1215285.808 | 1214718.6616
2039 | 3899.0533 | 184585.8552 | 34265.4407 | 784685.5134 | 227766.5969 | 1235202.4595 | 1234587.1615
2040 | 3963.5676 | 187640.0408 | 34832.4019 | 797669.0392 | 231535.2577 | 1255640.3072 | 1254974.6245
2041 | 4029.7664 | 190773.97 | 35414.1663 | 810991.5597 | 235402.3167 | 1276611.7791 | 1275893.3577
2042 | 4097.6897 | 193989.5433 | 36011.0865 | 824661.1543 | 239370.119 | 1298129.5929 | 1297355.9505
2043 | 4167.3788 | 197288.7055 | 36623.5237 | 838686.0901 | 243441.0645 | 1320206.7626 | 1319375.2813
2044 | 4238.8755 | 200673.4467 | 37251.8473 | 853074.8271 | 247617.6086 | 1342856.6052 | 1341964.5235
2045 | 4312.223 | 204145.8032 | 37896.4353 | 867836.0224 | 251902.2642 | 1366092.748 | 1365137.1521
Kauai
Year | GEN SERVICE | RESIDENTIAL | COMM/IND | Total Therms | Net Therms
2022 | 1163.6138 | 163715.6107 | 115051.1364 | 279930.3609 | 279881.1232
2023 | 1179.4648 | 165945.7798 | 116618.3877 | 283743.6323 | 283641.1405
2024 | 1195.749 | 168236.896 | 118228.4694 | 287661.1144 | 287501.0758
2025 | 1212.4768 | 170590.4277 | 119882.4137 | 291685.3181 | 291463.1453
2026 | 1229.6589 | 173007.8775 | 121581.2764 | 295818.8128 | 295529.6043
2027 | 1247.3062 | 175490.7833 | 123326.1383 | 300064.2279 | 299702.7472
2028 | 1265.4299 | 178040.7187 | 125118.1053 | 304424.2539 | 303984.9076
2029 | 1284.0416 | 180659.2939 | 126958.3089 | 308901.6443 | 308378.4581
2030 | 1303.1527 | 183348.1568 | 128847.9071 | 313499.2166 | 312885.8103
2031 | 1322.7755 | 186108.9936 | 130788.085 | 318219.854 | 317509.4149
2032 | 1342.922 | 188943.5298 | 132780.0552 | 323066.5071 | 322251.7608
2033 | 1363.6049 | 191853.5314 | 134825.0586 | 328042.1949 | 327115.3756
2034 | 1384.8371 | 194840.805 | 136924.365 | 333150.0071 | 332102.8246
2035 | 1406.6316 | 197907.1998 | 139079.2738 | 338393.1053 | 337216.7104
2036 | 1429.0019 | 201054.6079 | 141291.1147 | 343774.7245 | 342459.6727
2037 | 1451.9618 | 204284.9655 | 143561.2483 | 349298.1755 | 347834.387
2038 | 1475.5253 | 207600.2538 | 145891.067 | 354966.846 | 353343.5643
2039 | 1499.7068 | 211002.5003 | 148281.9955 | 360784.2027 | 358989.9499
2040 | 1524.5212 | 214493.7798 | 150735.492 | 366753.7929 | 364776.3221
2041 | 1549.9835 | 218076.2152 | 153253.0482 | 372879.2469 | 370705.4915
2042 | 1576.1091 | 221751.979 | 155836.1911 | 379164.2791 | 376780.2992
2043 | 1602.9138 | 225523.2943 | 158486.4827 | 385612.6909 | 383003.6153
2044 | 1630.4139 | 229392.4361 | 161205.5219 | 392228.3719 | 389378.3373
2045 | 1658.6258 | 233361.7321 | 163994.9445 | 399015.3024 | 395907.3878

## Historical Correlation Matrix
Oahu Market
| US Consumer Price Index (all urban consumers) | US Real Gross Domestic Product, Monthly | West Texas Intermediate Crude Oil Price | Hawaii State CPI | US Henry Hub Price Lagged | Total Hawaii Visitors | Hawaii State Population | Hawaii State GDP | West Texas Intermediate Crude Oil Price Lagged | Total Oahu Therms
US Consumer Price Index (all urban consumers) | 1
US Real Gross Domestic Product, Monthly | 0.98752 | 1
West Texas Intermediate Crude Oil Price | 0.23952 | 0.11846 | 1
Hawaii State CPI | 0.97949 | 0.98994 | 0.12573 | 1
US Henry Hub Price Lagged | -0.5598 | -0.57679 | 0.15281 | -0.53563 | 1
Total Hawaii Visitors | 0.2249 | 0.24019 | 0.18643 | 0.15553 | -0.1453 | 1
Hawaii State Population | 0.97564 | 0.94664 | 0.29288 | 0.92315 | -0.53963 | 0.24166 | 1
Hawaii State GDP | 0.86342 | 0.86072 | 0.3287 | 0.81361 | -0.35713 | 0.60015 | 0.87528 | 1
West Texas Intermediate Crude Oil Price Lagged | 0.32418 | 0.20536 | 0.69139 | 0.18239 | 0.22511 | 0.13972 | 0.43527 | 0.3769 | 1
Total Oahu Therms | -0.15335 | -0.094196 | -0.11699 | -0.17611 | 0.030005 | 0.86878 | -0.1657 | 0.26872 | -0.1996 | 1
Neighbor Island Market
| US Consumer Price Index (all urban consumers) | US Real Gross Domestic Product, Monthly | West Texas Intermediate Crude Oil Price | Hawaii State CPI | US Henry Hub Price Lagged | West Texas Intermediate Crude Oil Price Lagged | Hawaii State Population | Hawaii State GDP | Total Hawaii Visitors | Total Hawaii, Maui, Kauai Therms
US Consumer Price Index (all urban consumers) | 1
US Real Gross Domestic Product, Monthly | 0.98752 | 1
West Texas Intermediate Crude Oil Price | 0.23952 | 0.11846 | 1
Hawaii State CPI | 0.97949 | 0.98994 | 0.12573 | 1
US Henry Hub Price Lagged | -0.5598 | -0.57679 | 0.15281 | -0.53563 | 1
West Texas Intermediate Crude Oil Price Lagged | 0.32418 | 0.20536 | 0.69139 | 0.18239 | 0.22511 | 1
Hawaii State Population | 0.97564 | 0.94664 | 0.29288 | 0.92315 | -0.53963 | 0.43527 | 1
Hawaii State GDP | 0.86342 | 0.86072 | 0.3287 | 0.81361 | -0.35713 | 0.3769 | 0.87528 | 1
Total Hawaii Visitors | 0.2249 | 0.24019 | 0.18643 | 0.15553 | -0.1453 | 0.13972 | 0.24166 | 0.60015 | 1
Total Hawaii, Maui, Kauai Therms | 0.58805 | 0.61982 | 0.1775 | 0.58681 | -0.37791 | -0.0033634 | 0.52793 | 0.74601 | 0.80442 | 1
`
| US Consumer Price Index (all urban consumers) | US Real Gross Domestic Product, Monthly | West Texas Intermediate Crude Oil Price (6) | US Henry Hub Price (2) Lagged | Hawaii State Population (3) | Hawaii State CPI (5) | West Texas Intermediate Crude Oil Price (6) Lagged | Brent Crude Oil Price Lagged | Hawaii State GDP (4) | Total Hawaii Visitors(1) | Total Oahu Therms
US Consumer Price Index (all urban consumers) | 1
US Real Gross Domestic Product, Monthly | 0.98752 | 1
West Texas Intermediate Crude Oil Price (6) | 0.23952 | 0.11846 | 1
US Henry Hub Price (2) Lagged | -0.5598 | -0.57679 | 0.15281 | 1
Hawaii State Population (3) | 0.97564 | 0.94664 | 0.29288 | -0.53963 | 1
Hawaii State CPI (5) | 0.97949 | 0.98994 | 0.12573 | -0.53563 | 0.92315 | 1
West Texas Intermediate Crude Oil Price (6) Lagged | 0.32418 | 0.20536 | 0.69139 | 0.22511 | 0.43527 | 0.18239 | 1
Brent Crude Oil Price | 0.39306 | 0.27595 | 0.69036 | 0.090225 | 0.50297 | 0.24409 | 0.9846 | 1
Hawaii State GDP (4) | 0.86342 | 0.86072 | 0.3287 | -0.35713 | 0.87528 | 0.81361 | 0.3769 | 0.41583 | 1
Total Hawaii Visitors(1) | 0.2249 | 0.24019 | 0.18643 | -0.1453 | 0.24166 | 0.15553 | 0.13972 | 0.15507 | 0.60015 | 1
Total Oahu Therms | -0.15335 | -0.094196 | -0.11699 | 0.030005 | -0.1657 | -0.17611 | -0.1996 | -0.20729 | 0.26872 | 0.86878 | 1
| US Consumer Price Index (all urban consumers) | US Real Gross Domestic Product, Monthly | West Texas Intermediate Crude Oil Price (6) | US Henry Hub Price (2) Lagged | Hawaii State Population (3) | Hawaii State CPI (5) | West Texas Intermediate Crude Oil Price (6) Lagged | Brent Crude Oil Price | Hawaii State GDP (4) | Total Hawaii Visitors(1) | Total Oahu Therms
US Consumer Price Index (all urban consumers) | 1
US Real Gross Domestic Product, Monthly | 0.98752 | 1
West Texas Intermediate Crude Oil Price (6) | 0.23952 | 0.11846 | 1
US Henry Hub Price (2) Lagged | -0.5598 | -0.57679 | 0.15281 | 1
Hawaii State Population (3) | 0.97564 | 0.94664 | 0.29288 | -0.53963 | 1
Hawaii State CPI (5) | 0.97949 | 0.98994 | 0.12573 | -0.53563 | 0.92315 | 1
West Texas Intermediate Crude Oil Price (6) Lagged | 0.32418 | 0.20536 | 0.69139 | 0.22511 | 0.43527 | 0.18239 | 1
Brent Crude Oil Price | 0.39306 | 0.27595 | 0.69036 | 0.090225 | 0.50297 | 0.24409 | 0.9846 | 1
Hawaii State GDP (4) | 0.86342 | 0.86072 | 0.3287 | -0.35713 | 0.87528 | 0.81361 | 0.3769 | 0.41583 | 1
Total Hawaii Visitors(1) | 0.2249 | 0.24019 | 0.18643 | -0.1453 | 0.24166 | 0.15553 | 0.13972 | 0.15507 | 0.60015 | 1
Total Oahu Therms | -0.95863 | -0.9491 | -0.19024 | 0.58286 | -0.96656 | -0.90867 | -0.37754 | -0.44853 | -0.89621 | -0.36535 | 1

## Historical Data
Units: Therms
Source: Hawaii Gas
|  | Total Oahu Usage | [11 empty] | HAWAII (Hilo + Kona) | [6 empty] | Maui County (Molokai + Lanai) | [6 empty] | Kauai
| Year | Oahu 10 | Oahu 20 | Oahu 30 | Oahu 50 | Oahu 55 | Oahu 60 | Oahu 65 | Oahu 70 | Oahu 80 | Oahu 91 | Oahu 92 | Total | Year | GEN SERVICE | RESIDENTIAL | MULTI-UNIT | COMM/IND | LGE FIRM | Total | Year | GEN SERVICE | RESIDENTIAL | MULTI-UNIT | COMM/IND | LGE FIRM | Total | Year | GEN SERVICE | RESIDENTIAL | COMM/IND | Total
| 2002 | 292475 | 4962040 | 2620137 | 11981853 | 642075 | 5917098 | 125346 | 1638 | 39036 | 3594243 | 675968 | 30851909 | 2002 | 15816 | 226031 | 305549 | 1113365 | 521345 | 2182106 | 2002 | 4474 | 82362 | 36079 | 492975 | 237559 | 853449 | 2002 | 0 | 86581 | 0 | 86581
| 2003 | 284207 | 4780907 | 2703479 | 12157186 | 660667 | 5816170 | 190325 | 2248 | 72129 | 3175125 | 627406 | 30469849 | 2003 | 21097 | 217593 | 311757 | 1087827 | 510191 | 2148465 | 2003 | 3531 | 83951 | 32494 | 475244 | 254867 | 850087 | 2003 | 0 | 87230 | 0 | 87230
| 2004 | 306576 | 4700559 | 2745946 | 12468051 | 627873 | 6053801 | 320500 | 3046 | 62124 | 3075183 | 647770 | 31011429 | 2004 | 18982 | 213653 | 290880 | 1159816 | 592094 | 2275425 | 2004 | 2494 | 82366 | 33286 | 475998 | 269745 | 863889 | 2004 | 0 | 89962 | 0 | 89962
| 2005 | 283393 | 4641441 | 2727063 | 12705134 | 588191 | 5993254 | 335451 | 2061 | 66803 | 2973705 | 648688 | 30965184 | 2005 | 19782 | 221228 | 305724 | 1219007 | 584249 | 2349990 | 2005 | 3700 | 88024 | 32917 | 481410 | 237211 | 843262 | 2005 | 0 | 91293 | 0 | 91293
| 2006 | 283702 | 4529590 | 2709106.82 | 12685949 | 578026 | 5911059 | 259206 | 2715 | 92334 | 3226428 | 657028 | 30935143.82 | 2006 | 17626 | 270629 | 316093 | 1351335 | 540615 | 2496298 | 2006 | 4932 | 90649 | 31943 | 496683 | 192107 | 816314 | 2006 | 0 | 91522 | 0 | 91522
| 2007 | 265462 | 4459259 | 2663163.44 | 12917598 | 303734 | 5793314 | 129861 | 2688 | 46207 | 4295458.42 | 469482 | 31346226.86 | 2007 | 14581 | 288151 | 300928 | 1340747 | 484749 | 2429156 | 2007 | 6535 | 97445 | 30411 | 478764 | 207993 | 821148 | 2007 | 0 | 89815 | 0 | 89815
| 2008 | 253059.97 | 4318360.31 | 2647323.29 | 12577833.7 | 283466.13 | 5560410.83 | 60516.72 | 2048.85 | 62562.33 | 3863264.44 | 290715.36 | 29919561.93 | 2008 | 11847.46 | 289524.25 | 265299.81 | 1256995.81 | 476963.78 | 2300631.11 | 2008 | 5933.85 | 107638.24 | 30630.36 | 478167.17 | 165968.29 | 788337.91 | 2008 | 0 | 89626.71 | 0 | 89626.71
| 2009 | 252842 | 4249406 | 2719481 | 12462334 | 226577 | 5425971 | 41105 | 3152 | 63802 | 3225128 | 183644 | 28853442 | 2009 | 13346 | 293936 | 272615 | 1159549 | 539729 | 2279175 | 2009 | 3843 | 113672 | 25589 | 471868 | 158261 | 773233 | 2009 | 137 | 89230 | 0 | 89367
| 2010 | 336042.79 | 4226598.9 | 2759925.97 | 12468716.71 | 217675.79 | 5708220.74 | 15103 | 1412.33 | 26949.44 | 3031461.26 | 188862.97 | 28980969.9 | 2010 | 13226.76 | 304925.84 | 237489.07 | 1098202.96 | 620199.93 | 2274044.56 | 2010 | 1750.42 | 121586.39 | 25856.33 | 604286.73 | 137034.24 | 890514.11 | 2010 | 1917.31 | 90563.48 | 47296.06 | 139776.85
| 2011 | 334743.99 | 4045669.63 | 2674175.63 | 12576534.83 | 195924.93 | 5706035.08 | 3474 | 1750.69 | 36068.87 | 3351382.57 | 185841.69 | 29111601.91 | 2011 | 13167.51 | 288818.66 | 236714.38 | 1088451.97 | 653391.82 | 2280544.34 | 2011 | 1716.11 | 122051.61 | 26385.33 | 598379.38 | 122679.96 | 871212.39 | 2011 | 2219.8 | 91056.26 | 56248.99 | 149525.05
| 2012 | 286576.74 | 4081680.36 | 2636409.22 | 12958823.8 | 176183.3 | 6264903.7 | 0 | 1508.91 | 28398.28 | 3363075 | 104577.76 | 29902137.07 | 2012 | 16710.92 | 296200.69 | 262350.47 | 1130188.87 | 657942.61 | 2363393.56 | 2012 | 1738.58 | 128892.21 | 26524.81 | 618771.78 | 129528.04 | 905455.42 | 2012 | 2050.37 | 94928.22 | 58625.32 | 155603.91
| 2013 | 265864.63 | 3922276.92 | 2483469.4 | 12849705.16 | 162324.18 | 6394943.97 | 0 | 1705.9 | 26390.88 | 3483217.07 | 110090.28 | 29699988.39 | 2013 | 48655.61 | 300792.97 | 240371.74 | 1138317.56 | 624401.44 | 2352539.32 | 2013 | 1974 | 124659.46 | 26826.02 | 610181.07 | 130459.15 | 894099.7 | 2013 | 2079.09 | 99708.16 | 57441.79 | 159229.04
| 2014 | 276877.48 | 3792017.69 | 2414389.17 | 13008370.21 | 151097.52 | 6382281.11 | 0 | 2851.66 | 38504.09 | 3549364.55 | 86598.73 | 29702352.21 | 2014 | 59594.8 | 298891.33 | 241545.96 | 1150350.16 | 598858.52 | 2349240.77 | 2014 | 2055.76 | 122027.7 | 27716.6 | 615515.94 | 152299.93 | 919615.93 | 2014 | 2144.93 | 101537.79 | 54104.95 | 157787.67
| 2015 | 299145.29 | 3776670.47 | 2389112.63 | 13258769.42 | 141466.8 | 6587637.9 | 0 | 1865.54 | 23922.89 | 4057147.32 | 97761.1 | 30633499.36 | 2015 | 55423.22 | 303577.88 | 247200.01 | 1181415.63 | 597245.41 | 2384862.15 | 2015 | 2397.83 | 117652.02 | 24393.57 | 577812.14 | 135213.21 | 857468.77 | 2015 | 2080.12 | 101580.1 | 65921.73 | 169581.95
| 2016 | 308556.89 | 3798388.9 | 2369169.2 | 13519613.75 | 144549.36 | 6773249.14 | 0 | 1175.48 | 26901.6 | 5015200.65 | 103157.5 | 32059962.47 | 2016 | 57491.17 | 321365.66 | 231371.25 | 1237152.98 | 617170.8 | 2464551.86 | 2016 | 2187.71 | 118179.92 | 29019.19 | 572720.12 | 106368.23 | 828475.17 | 2016 | 1509.16 | 112972.71 | 70003.2 | 184485.07
| 2017 | 259613.87 | 3752440.6175 | 2389385.79 | 14034336.6 | 139006.91 | 6885384.01 | 0 | 9326.85 | 50617.77 | 4925321.7 | 107944.14 | 32553378.2575 | 2017 | 52885.04 | 361903.26 | 210972.38 | 1390181.24 | 670699.14 | 2686641.06 | 2017 | 2408.97 | 122082.87 | 29959.45 | 570685 | 137745.52 | 862881.81 | 2017 | 720.67 | 117776.04 | 75172.65 | 193669.36
| 2018 | 271621.88 | 3729335.32 | 2486508.16 | 14096762.9 | 145101.37 | 7109431.82 | 0 | -8216.06 | 32676.89 | 5664888.28 | 125599.23 | 33653709.79 | 2018 | 41670.22 | 377145.73 | 218609.33 | 1365956.26 | 669556.03 | 2672937.57 | 2018 | 2366.62 | 120691.17 | 26374.31 | 604926.75 | 157906.85 | 912265.7 | 2018 | 470.68 | 130963.15 | 74410.27 | 205844.1
| 2019 | 272808.63 | 3564633.68 | 2454071.93 | 13764579.86 | 164003.56 | 7379370.8 | 0 | 635.19 | 28041.58 | 5502417.03 | 137755.13 | 33268317.39 | 2019 | 28663.8 | 371625.14 | 206121.82 | 1300176.12 | 762273.84 | 2668860.72 | 2019 | 3080.72 | 123519.82 | 27553.55 | 628195.36 | 177460.35 | 959809.8 | 2019 | 347.29 | 133386.55 | 90808.31 | 224542.15
| 2020 | 244757.59 | 3757438.5 | 2427335.31 | 9968477.46 | 284823.26 | 4691856.3 | 0 | 1938.84 | 61346.99 | 2712238.08 | 166042.95 | 24316255.28 | 2020 | 24861.2 | 372285.75 | 187816.1 | 975736.96 | 453941.89 | 2014641.9 | 2020 | 3246.14 | 125746.18 | 19183.31 | 408044.44 | 98437.35 | 654657.42 | 2020 | 293.25 | 137627.69 | 100120.11 | 238041.05
| 2021 | 264537.8 | 3727069.27 | 2521445.21 | 11491760.7 | 369423.56 | 5725541.3 | 0 | 1744.09 | 50980.83 | 3462407.71 | 193357.44 | 27808267.91 | 2021 | 29460.57 | 468637.08 | 195623.73 | 1092811.25 | 780303.01 | 2566835.64 | 2021 | 3085.3 | 146061.8 | 27114.06 | 620917.45 | 180230.49 | 977409.1 | 2021 | 1186.71 | 166965.15 | 117334.75 | 285486.61
Note
|  | Oahu 10 | General Service Utility
|  | Oahu 20 | Residential Utility
|  | Oahu 30 | Multiple Unit Hsg-Utility | [11 empty] | `
|  | Oahu 50 | Comm & Ind - Utility
|  | Oahu 55 | Large Industrial Service - UT
|  | Oahu 60 | Large Firm - Utility
|  | Oahu 65 | Alternate Energy - Utility
|  | Oahu 70 | Power Generation Stand-by - UT
|  | Oahu 80 | Supplemental Standby - Utility
|  | Oahu 91 | Interruptible - Oil Alt Fuel
|  | Oahu 92 | Interruptible - Propane Alt

## Hist Reg (Oahu)
Econometric Variables
| Year | US Consumer Price Index (all urban consumers) | US Real Gross Domestic Product, Monthly | West Texas Intermediate Crude Oil Price (6) | US Henry Hub Price (2) Lagged | Hawaii State Population (3) | Hawaii State CPI (5) | West Texas Intermediate Crude Oil Price (6) Lagged | Brent Crude Oil Price | Hawaii State GDP (4) | Total Hawaii Visitors(1) | Total Oahu Therms | Previous Historical Regression Analysis (Updated through 2021)
| 2002 | 179.875 | 10977.525 | 26.18 | 3.96 | 1239613 | 31257 | 25.98 | 24.46 | 56990.8 | 6389058 | 19564030 | SUMMARY OUTPUT
| 2003 | 183.9583 | 11510.675 | 31.08 | 3.38 | 1251154 | 32467 | 26.18 | 24.99 | 59978.8 | 6380439 | 19641572
| 2004 | 188.8833 | 12274.925 | 41.51 | 5.47 | 1273569 | 34277 | 31.08 | 28.85 | 63318.1 | 6912094 | 19914556 | Regression Statistics
| 2005 | 195.2917 | 13093.7 | 56.64 | 5.89 | 1292729 | 36375 | 41.51 | 38.26 | 67123.9 | 7416574 | 20073638 | Multiple R | 0.98126
| 2006 | 201.5917 | 13855.9 | 66.05 | 8.69 | 1309731 | 38480 | 56.64 | 54.57 | 68759.3 | 7528106 | 19924645.82 | R Square | 0.96287
| 2007 | 207.3424 | 14477.625 | 72.34 | 6.73 | 1315675 | 40490 | 66.05 | 65.16 | 70080.4 | 7496820 | 20040020.44 | Adjusted R Square | 0.95296
| 2008 | 215.3025 | 14718.575 | 99.67 | 6.97 | 1332213 | 41969 | 72.34 | 72.44 | 70460.8 | 6713436 | 19543517.3 | Standard Error | 442749.77
| 2009 | 214.537 | 14418.725 | 61.95 | 8.86 | 1346717 | 41082 | 99.67 | 96.94 | 67927.5 | 6420448 | 19431221 | Observations | 20
| 2010 | 218.0555 | 14964.4 | 79.48 | 3.94 | 1364004 | 41574 | 61.95 | 61.74 | 69628.1 | 6916894 | 19455241.58
| 2011 | 224.9392 | 15517.925 | 94.88 | 4.37 | 1379562 | 42809 | 79.48 | 79.61 | 70646.6 | 7174397 | 19296380.09 | ANOVA
| 2012 | 229.5939 | 16155.25 | 94.05 | 4 | 1395199 | 43812 | 94.88 | 111.26 | 71905.3 | 7867143 | 19676913.38 |  | df | SS | MS | F | Significance F
| 2013 | 232.9571 | 16691.5 | 97.98 | 2.75 | 1408822 | 43931 | 94.05 | 111.63 | 73063.2 | 8003474 | 19255451.48 | Regression | 4 | 7.6241e+13 | 1.906e+13 | 97.2331 | 1.5428e-10
| 2014 | 236.7362 | 17393.1 | 93.17 | 3.73 | 1415335 | 46044 | 97.98 | 108.56 | 73512.4 | 8196342 | 19214777.07 | Residual | 15 | 2.9404e+12 | 196027358832.249
| 2015 | 237.017 | 18036.65 | 48.66 | 4.37 | 1422999 | 47777 | 93.17 | 98.97 | 75869.5 | 8563018 | 19424552.52 | Total | 19 | 7.9182e+13
| 2016 | 240.0072 | 18569.1 | 43.29 | 2.62 | 1428885 | 49122 | 48.66 | 52.32 | 77303.9 | 8821802 | 19687171.85
| 2017 | 245.1196 | 19386.8007 | 50.8 | 2.52 | 1425763 | 51055 | 43.29 | 43.64 | 78941.6 | 9277613 | 20176163.0075 |  | Coefficients | Standard Error | t Stat | P-value | Lower 95% | Upper 95% | Lower 95.0% | Upper 95.0%
| 2018 | 249.4144 | 19910.2443 | 65.23 | 2.99 | 1423102 | 52174 | 50.8 | 54.13 | 79854.7 | 9761448 | 20312606.38 | Intercept | 36965903.4123 | 3914522.6796 | 9.4433 | 1.056e-07 | 28622295.8259 | 45309510.9987 | 28622295.8259 | 45309510.9987
| 2019 | 253.1556 | 20408.0004 | 56.99 | 3.15 | 1415615 | 53888 | 65.23 | 71.34 | 79175.4 | 10243165 | 19783285.47 | West Texas Intermediate Crude Oil Price | -3160.0715 | 7658.5606 | -0.41262 | 0.68572 | -19483.907 | 13163.764 | -19483.907 | 13163.764
| 2020 | 258.2187 | 20918.2005 | 39.16 | 2.56 | 1451911 | 56840 | 56.99 | 64.3 | 70625.2 | 2678073 | 16153251.27 | Consumer Price Index (all urban consumers) | -111412.246 | 41944.2097 | -2.6562 | 0.017967 | -200814.2126 | -22010.2793 | -200814.2126 | -22010.2793
| 2021 | 263.3831 | 21441.1555 | 68.13 | 2.03 | 1441553 | 60389 | 39.16 | 41.96 | 73879.5 | 6840000 | 17740275.18 | Real Gross Domestic Product, Monthly | 583.0712 | 319.1224 | 1.8271 | 0.087646 | -97.1221 | 1263.2645 | -97.1221 | 1263.2645
[13 empty] | Total Hawaii Visitors(1) | 1.1773 | 0.065081 | 18.089 | 1.3449e-11 | 1.0385 | 1.316 | 1.0385 | 1.316
Step 1
[13 empty] | SUMMARY OUTPUT |  |  | `
| Year | US Henry Hub Price (2) | West Texas Intermediate Crude Oil Price (6) | [9 empty] | Regression Statistics
| 2001 | 3.96 | 25.98 | [9 empty] | Multiple R | 0.86878
| 2002 | 3.38 | 26.18 | [9 empty] | R Square | 0.75478
| 2003 | 5.47 | 31.08 | [9 empty] | Adjusted R Square | 0.74115
| 2004 | 5.89 | 41.51 | [9 empty] | Standard Error | 1040074.7978
| 2005 | 8.69 | 56.64 | [9 empty] | Observations | 20
| 2006 | 6.73 | 66.05
| 2007 | 6.97 | 72.34 | [9 empty] | ANOVA
| 2008 | 8.86 | 99.67 | [10 empty] | df | SS | MS | F | Significance F
| 2009 | 3.94 | 61.95 | [9 empty] | Regression | 1 | 5.9932e+13 | 5.9932e+13 | 55.4024 | 6.7392e-07
| 2010 | 4.37 | 79.48 | [9 empty] | Residual | 18 | 1.9472e+13 | 1.0818e+12
| 2011 | 4 | 94.88 | [9 empty] | Total | 19 | 7.9403e+13
| 2012 | 2.75 | 94.05
| 2013 | 3.73 | 97.98 | [10 empty] | Coefficients | Standard Error | t Stat | P-value | Lower 95% | Upper 95% | Lower 95.0% | Upper 95.0%
| 2014 | 4.37 | 93.17 | [9 empty] | Intercept | 21969915.3873 | 1143335.3115 | 19.2156 | 1.9195e-13 | 19567857.0321 | 24371973.7425 | 19567857.0321 | 24371973.7425
| 2015 | 2.62 | 48.66 | [9 empty] | Total Hawaii Visitors | 1.1139 | 0.14966 | 7.4433 | 6.7392e-07 | 0.79952 | 1.4284 | 0.79952 | 1.4284
| 2016 | 2.52 | 43.29
| 2017 | 2.99 | 50.8
| 2018 | 3.15 | 65.23 | [9 empty] | Step 2
| 2019 | 2.56 | 56.99 | [9 empty] | SUMMARY OUTPUT
| 2020 | 2.03 | 39.16
| 2021 | 3.89 | 68.13 | [9 empty] | Regression Statistics
[13 empty] | Multiple R | 0.92443
[13 empty] | R Square | 0.85457
[13 empty] | Adjusted R Square | 0.83746
[13 empty] | Standard Error | 824193.0385
[13 empty] | Observations | 20
ANOVA
[14 empty] | df | SS | MS | F | Significance F
[13 empty] | Regression | 2 | 6.7855e+13 | 3.3928e+13 | 49.9456 | 7.6326e-08
[13 empty] | Residual | 17 | 1.1548e+13 | 679294164793.1595
[13 empty] | Total | 19 | 7.9403e+13
[14 empty] | Coefficients | Standard Error | t Stat | P-value | Lower 95% | Upper 95% | Lower 95.0% | Upper 95.0%
[13 empty] | Intercept | 29128047.4416 | 2283332.1277 | 12.7568 | 3.9261e-10 | 24310637.7492 | 33945457.134 | 24310637.7492 | 33945457.134
[13 empty] | Hawaii State GDP | -132.9244 | 38.92 | -3.4153 | 0.0032966 | -215.0383 | -50.8105 | -215.0383 | -50.8105
[13 empty] | Total Hawaii Visitors | 1.4178 | 0.14826 | 9.563 | 2.9686e-08 | 1.105 | 1.7306 | 1.105 | 1.7306
Step 3
SUMMARY OUTPUT
Regression Statistics
[13 empty] | Multiple R | 0.95097
[13 empty] | R Square | 0.90435
[13 empty] | Adjusted R Square | 0.88641
[13 empty] | Standard Error | 688979.1448
[13 empty] | Observations | 20
ANOVA
[14 empty] | df | SS | MS | F | Significance F
[13 empty] | Regression | 3 | 7.1808e+13 | 2.3936e+13 | 50.4245 | 2.2376e-08
[13 empty] | Residual | 16 | 7.5951e+12 | 474692261961.6278
[13 empty] | Total | 19 | 7.9403e+13
[14 empty] | Coefficients | Standard Error | t Stat | P-value | Lower 95% | Upper 95% | Lower 95.0% | Upper 95.0%
[13 empty] | Intercept | 28048746.674 | 1945036.3762 | 14.4207 | 1.3773e-10 | 23925453.753 | 32172039.5951 | 23925453.753 | 32172039.5951
[13 empty] | West Texas Intermediate Crude Oil Price Lagged | -20227.1863 | 7009.4232 | -2.8857 | 0.010755 | -35086.4997 | -5367.8728 | -35086.4997 | -5367.8728
[13 empty] | Hawaii State GDP | -95.5338 | 35.0201 | -2.728 | 0.014893 | -169.7731 | -21.2945 | -169.7731 | -21.2945
[13 empty] | Total Hawaii Visitors | 1.3758 | 0.12479 | 11.0247 | 6.9543e-09 | 1.1112 | 1.6403 | 1.1112 | 1.6403
Step 4
SUMMARY OUTPUT
Regression Statistics
[13 empty] | Multiple R | 0.96924
[13 empty] | R Square | 0.93944
[13 empty] | Adjusted R Square | 0.92328
[13 empty] | Standard Error | 566219.1224
[13 empty] | Observations | 20
ANOVA
[14 empty] | df | SS | MS | F | Significance F
[13 empty] | Regression | 4 | 7.4594e+13 | 1.8649e+13 | 58.1671 | 5.9187e-09
[13 empty] | Residual | 15 | 4.8091e+12 | 320604094599.0851
[13 empty] | Total | 19 | 7.9403e+13
[14 empty] | Coefficients | Standard Error | t Stat | P-value | Lower 95% | Upper 95% | Lower 95.0% | Upper 95.0%
[13 empty] | Intercept | 22151085.9739 | 2560811.2312 | 8.65 | 3.248e-07 | 16692846.039 | 27609325.9089 | 16692846.039 | 27609325.9089
[13 empty] | Hawaii State CPI (5) | -132.9745 | 45.1088 | -2.9479 | 0.0099767 | -229.1217 | -36.8274 | -229.1217 | -36.8274
[13 empty] | West Texas Intermediate Crude Oil Price (6) Lagged | -28854.8061 | 6461.3652 | -4.4657 | 0.00045323 | -42626.8801 | -15082.7322 | -42626.8801 | -15082.7322
[13 empty] | Hawaii State GDP (4) | 116.4219 | 77.4476 | 1.5032 | 0.15354 | -48.6538 | 281.4975 | -48.6538 | 281.4975
[13 empty] | Total Hawaii Visitors(1) | 1.0129 | 0.16023 | 6.3217 | 1.3702e-05 | 0.67139 | 1.3544 | 0.67139 | 1.3544

## Hist Reg (Neigh Isl)
Econometric Variables
| Year | US Consumer Price Index (all urban consumers) | US Real Gross Domestic Product, Monthly | West Texas Intermediate Crude Oil Price (6) | US Henry Hub Price (2) Lagged | West Texas Intermediate Crude Oil Price (6) Lagged | Hawaii State Population (3) | Hawaii State CPI (5) | Hawaii State GDP (4) | Total Hawaii Visitors(1) | Total Hawaii, Maui, Kauai Therms | Step 1
| 2002 | 179.875 | 10977.525 | 26.18 | 3.96 | 25.98 | 1239613 | 31257 | 56990.8 | 6389058 | 3122136 | SUMMARY OUTPUT
| 2003 | 183.9583 | 11510.675 | 31.08 | 3.38 | 26.18 | 1251154 | 32467 | 59978.8 | 6380439 | 3085782
| 2004 | 188.8833 | 12274.925 | 41.51 | 5.47 | 31.08 | 1273569 | 34277 | 63318.1 | 6912094 | 3229276 | Regression Statistics
| 2005 | 195.2917 | 13093.7 | 56.64 | 5.89 | 41.51 | 1292729 | 36375 | 67123.9 | 7416574 | 3284545 | Multiple R | 0.80442
| 2006 | 201.5917 | 13855.9 | 66.05 | 8.69 | 56.64 | 1309731 | 38480 | 68759.3 | 7528106 | 3404134 | R Square | 0.64709
| 2007 | 207.3424 | 14477.625 | 72.34 | 6.73 | 66.05 | 1315675 | 40490 | 70080.4 | 7496820 | 3340119 | Adjusted R Square | 0.62748
| 2008 | 215.3025 | 14718.575 | 99.67 | 6.97 | 72.34 | 1332213 | 41969 | 70460.8 | 6713436 | 3178595.73 | Standard Error | 157294.2066
| 2009 | 214.537 | 14418.725 | 61.95 | 8.86 | 99.67 | 1346717 | 41082 | 67927.5 | 6420448 | 3141775 | Observations | 20
| 2010 | 218.0555 | 14964.4 | 79.48 | 3.94 | 61.95 | 1364004 | 41574 | 69628.1 | 6916894 | 3304335.52
| 2011 | 224.9392 | 15517.925 | 94.88 | 4.37 | 79.48 | 1379562 | 42809 | 70646.6 | 7174397 | 3301281.78 | ANOVA
| 2012 | 229.5939 | 16155.25 | 94.05 | 4 | 94.88 | 1395199 | 43812 | 71905.3 | 7867143 | 3424452.89 |  | df | SS | MS | F | Significance F
| 2013 | 232.9571 | 16691.5 | 97.98 | 2.75 | 94.05 | 1408822 | 43931 | 73063.2 | 8003474 | 3405868.06 | Regression | 1 | 816564837461.7444 | 816564837461.7444 | 33.0039 | 1.9082e-05
| 2014 | 236.7362 | 17393.1 | 93.17 | 3.73 | 97.98 | 1415335 | 46044 | 73512.4 | 8196342 | 3426644.37 | Residual | 18 | 445346413955.2454 | 24741467441.9581
| 2015 | 237.017 | 18036.65 | 48.66 | 4.37 | 93.17 | 1422999 | 47777 | 75869.5 | 8563018 | 3411912.87 | Total | 19 | 1.2619e+12
| 2016 | 240.0072 | 18569.1 | 43.29 | 2.62 | 48.66 | 1428885 | 49122 | 77303.9 | 8821802 | 3477512.1
| 2017 | 245.1196 | 19386.8007 | 50.8 | 2.52 | 43.29 | 1425763 | 51055 | 78941.6 | 9277613 | 3743192.23 |  | Coefficients | Standard Error | t Stat | P-value | Lower 95% | Upper 95% | Lower 95.0% | Upper 95.0%
| 2018 | 249.4144 | 19910.2443 | 65.23 | 2.99 | 50.8 | 1423102 | 52174 | 79854.7 | 9761448 | 3791047.37 | Intercept | 2410557.7248 | 172910.661 | 13.9411 | 4.3596e-11 | 2047285.9062 | 2773829.5434 | 2047285.9062 | 2773829.5434
| 2019 | 253.1556 | 20408.0004 | 56.99 | 3.15 | 65.23 | 1415615 | 53888 | 79175.4 | 10243165 | 3853212.67 | Total Hawaii Visitors(1) | 0.13002 | 0.022633 | 5.7449 | 1.9082e-05 | 0.082474 | 0.17757 | 0.082474 | 0.17757
| 2020 | 258.2187 | 20918.2005 | 39.16 | 2.56 | 56.99 | 1451911 | 56840 | 70625.2 | 2678073 | 2907340.37
| 2021 | 263.3831 | 21441.1555 | 68.13 | 2.03 | 39.16 | 1441553 | 60389 | 73879.5 | 6840000 | 3829731.35
Step 2
SUMMARY OUTPUT
[12 empty] | Regression Statistics |  |  |  | `
| Actual Annual Average Commodity Prices | [10 empty] | Multiple R | 0.86913
| Year | US Henry Hub Price (2) | West Texas Intermediate Crude Oil Price (6) | [8 empty] | R Square | 0.75539
| 2001 | 3.96 | 25.98 | [8 empty] | Adjusted R Square | 0.72661
| 2002 | 3.38 | 26.18 | [8 empty] | Standard Error | 134749.4934
| 2003 | 5.47 | 31.08 | [8 empty] | Observations | 20
| 2004 | 5.89 | 41.51
| 2005 | 8.69 | 56.64 | [8 empty] | ANOVA
| 2006 | 6.73 | 66.05 | [9 empty] | df | SS | MS | F | Significance F
| 2007 | 6.97 | 72.34 | [8 empty] | Regression | 2 | 953235009881.2169 | 476617504940.6085 | 26.2492 | 6.3392e-06
| 2008 | 8.86 | 99.67 | [8 empty] | Residual | 17 | 308676241535.7728 | 18157425972.6925
| 2009 | 3.94 | 61.95 | [8 empty] | Total | 19 | 1.2619e+12
| 2010 | 4.37 | 79.48
| 2011 | 4 | 94.88 | [9 empty] | Coefficients | Standard Error | t Stat | P-value | Lower 95% | Upper 95% | Lower 95.0% | Upper 95.0%
| 2012 | 2.75 | 94.05 | [8 empty] | Intercept | 1470454.9966 | 373307.9911 | 3.939 | 0.0010583 | 682843.9817 | 2258066.0115 | 682843.9817 | 2258066.0115
| 2013 | 3.73 | 97.98 | [8 empty] | Hawaii State GDP (4) | 17.4574 | 6.3631 | 2.7435 | 0.013855 | 4.0324 | 30.8824 | 4.0324 | 30.8824
| 2014 | 4.37 | 93.17 | [8 empty] | Total Hawaii Visitors(1) | 0.090113 | 0.02424 | 3.7176 | 0.0017114 | 0.038971 | 0.14125 | 0.038971 | 0.14125
| 2015 | 2.62 | 48.66
| 2016 | 2.52 | 43.29 | [8 empty] | Step 3
| 2017 | 2.99 | 50.8 | [8 empty] | SUMMARY OUTPUT
| 2018 | 3.15 | 65.23
| 2019 | 2.56 | 56.99 | [8 empty] | Regression Statistics
| 2020 | 2.03 | 39.16 | [8 empty] | Multiple R | 0.95976
| 2021 | 3.89 | 68.13 | [8 empty] | R Square | 0.92114
[12 empty] | Adjusted R Square | 0.90636
[12 empty] | Standard Error | 78863.9726
[12 empty] | Observations | 20
ANOVA
[13 empty] | df | SS | MS | F | Significance F
[12 empty] | Regression | 3 | 1.1624e+12 | 387466277537.1627 | 62.2984 | 4.8145e-09
[12 empty] | Residual | 16 | 99512418805.5018 | 6219526175.3439
[12 empty] | Total | 19 | 1.2619e+12
[13 empty] | Coefficients | Standard Error | t Stat | P-value | Lower 95% | Upper 95% | Lower 95.0% | Upper 95.0%
[12 empty] | Intercept | 2798679.0616 | 316533.2164 | 8.8417 | 1.4798e-07 | 2127658.6187 | 3469699.5044 | 2127658.6187 | 3469699.5044
[12 empty] | Hawaii State CPI (5) | 32.483 | 5.6013 | 5.7992 | 2.7147e-05 | 20.6087 | 44.3573 | 20.6087 | 44.3573
[12 empty] | Hawaii State GDP (4) | -30.4232 | 9.0575 | -3.3589 | 0.0039917 | -49.6243 | -11.2222 | -49.6243 | -11.2222
[12 empty] | Total Hawaii Visitors(1) | 0.17438 | 0.020308 | 8.5868 | 2.1876e-07 | 0.13133 | 0.21743 | 0.13133 | 0.21743

## Projected Econometric Drivers
Scenario | Base
Year | US Consumer Price Index (all urban consumers) | US Real Gross Domestic Product, Monthly | Total Hawaii Visitors(1) | US Henry Hub Price - Lagged(2) | Hawaii State Population (3) | Hawaii State GDP (4) | West Texas Intermediate Crude Oil Price-Lagged (6) | Hawaii State CPI (5)
2002 | 179.875 | 10977.525 | 6389058 | 3.96 | 1239613 | 56990.8 | 25.98 | 31257
2003 | 183.9583 | 11510.675 | 6380439 | 3.38 | 1251154 | 59978.8 | 26.18 | 32467
2004 | 188.8833 | 12274.925 | 6912094 | 5.47 | 1273569 | 63318.1 | 31.08 | 34277
2005 | 195.2917 | 13093.7 | 7416574 | 5.89 | 1292729 | 67123.9 | 41.51 | 36375
2006 | 201.5917 | 13855.9 | 7528106 | 8.69 | 1309731 | 68759.3 | 56.64 | 38480
2007 | 207.3424 | 14477.625 | 7496820 | 6.73 | 1315675 | 70080.4 | 66.05 | 40490
2008 | 215.3025 | 14718.575 | 6713436 | 6.97 | 1332213 | 70460.8 | 72.34 | 41969
2009 | 214.537 | 14418.725 | 6420448 | 8.86 | 1346717 | 67927.5 | 99.67 | 41082
2010 | 218.0555 | 14964.4 | 6916894 | 3.94 | 1364004 | 69628.1 | 61.95 | 41574
2011 | 224.9392 | 15517.925 | 7174397 | 4.37 | 1379562 | 70646.6 | 79.48 | 42809
2012 | 229.5939 | 16155.25 | 7867143 | 4 | 1395199 | 71905.3 | 94.88 | 43812
2013 | 232.9571 | 16691.5 | 8003474 | 2.75 | 1408822 | 73063.2 | 94.05 | 43931
2014 | 236.7362 | 17393.1 | 8196342 | 3.73 | 1415335 | 73512.4 | 97.98 | 46044
2015 | 237.017 | 18036.65 | 8563018 | 4.37 | 1422999 | 75869.5 | 93.17 | 47777
2016 | 240.0072 | 18569.1 | 8821802 | 2.62 | 1428885 | 77303.9 | 48.66 | 49122
2017 | 245.1196 | 19386.8007 | 9277613 | 2.52 | 1425763 | 78941.6 | 43.29 | 51055
2018 | 249.4144 | 19910.2443 | 9761448 | 2.99 | 1423102 | 79854.7 | 50.8 | 52174
2019 | 253.1556 | 20408.0004 | 10243165 | 3.15 | 1415615 | 79175.4 | 65.23 | 53888
2020 | 258.2187 | 20918.2005 | 2678073 | 2.56 | 1451911 | 70625.2 | 56.99 | 56840
2021 | 263.3831 | 21441.1555 | 6840000 | 2.03 | 1441553 | 73879.5 | 39.16 | 60389
2022 | 268.6507 | 21977.1843 | 7011000 | 6.5 | 1446310.1249 | 74512.6473 | 68.281 | 61596.78
2023 | 274.0237 | 22526.614 | 7186275 | 6.5 | 1451082.9483 | 75151.2207 | 61.2786 | 62828.7156
2024 | 279.5042 | 23089.7793 | 7365931.875 | 6.45 | 1455871.522 | 75795.2667 | 68.1902 | 64085.2899
2025 | 285.0943 | 23667.0238 | 7550080.1719 | 6.4 | 1460675.8981 | 76444.8321 | 70.6382 | 65366.9957
2026 | 290.7962 | 24258.6994 | 7738832.1762 | 6.42 | 1465496.1285 | 77099.9643 | 73.775 | 66674.3356
2027 | 296.6121 | 24865.1669 | 7932302.9806 | 6.49 | 1470332.2658 | 77760.711 | 77.7955 | 68007.8223
2028 | 302.5443 | 25486.796 | 8130610.5551 | 6.65 | 1475184.3622 | 78427.1203 | 81.3622 | 69367.9788 | `
2029 | 308.5952 | 26123.9659 | 8333875.819 | 6.9 | 1480052.4706 | 79099.2407 | 84.5673 | 70755.3384
2030 | 314.7671 | 26777.0651 | 8542222.7144 | 7.1 | 1484936.6438 | 79777.1212 | 87.8675 | 72170.4451
2031 | 321.0625 | 27446.4917 | 8755778.2823 | 7.26 | 1489836.9347 | 80460.8111 | 91.7752 | 73613.854
2032 | 327.4837 | 28132.654 | 8974672.7394 | 7.44 | 1494753.3966 | 81150.3603 | 95.322 | 75086.1311
2033 | 334.0334 | 28835.9704 | 9199039.5578 | 7.55 | 1499686.0828 | 81845.8189 | 98.474 | 76587.8537
2034 | 340.7141 | 29556.8696 | 9429015.5468 | 7.62 | 1504635.0469 | 82547.2375 | 101.2158 | 78119.6108
2035 | 347.5283 | 30295.7914 | 9664740.9355 | 7.64 | 1509600.3425 | 83254.6674 | 104.4402 | 79682.003
2036 | 354.4789 | 31053.1861 | 9906359.4588 | 7.705 | 1514582.0237 | 83968.1599 | 108.4552 | 81275.6431
2037 | 361.5685 | 31829.5158 | 10154018.4453 | 7.85 | 1519580.1443 | 84687.767 | 112.1343 | 82901.1559
2038 | 368.7999 | 32625.2537 | 10407868.9065 | 7.9 | 1524594.7588 | 85413.5412 | 116.1476 | 84559.1791
2039 | 376.1759 | 33440.885 | 10668065.6291 | 7.999 | 1529625.9215 | 86145.5352 | 119.1044 | 86250.3626
2040 | 383.6994 | 34276.9072 | 10934767.2698 | 8.15 | 1534673.6871 | 86883.8025 | 124.124 | 87975.3699
2041 | 391.3734 | 35133.8298 | 11208136.4516 | 8.2 | 1539738.1102 | 87628.3966 | 128.3892 | 89734.8773
2042 | 399.2008 | 36012.1756 | 11488339.8629 | 8.16 | 1544819.246 | 88379.372 | 131.9423 | 91529.5748
2043 | 407.1848 | 36912.48 | 11775548.3594 | 8.1 | 1549917.1495 | 89136.7832 | 137.3086 | 93360.1663
2044 | 415.3285 | 37835.292 | 12069937.0684 | 8.2 | 1555031.8761 | 89900.6854 | 143.3276 | 95227.3697
2045 | 423.6351 | 38781.1743 | 12371685.4951 | 8.2 | 1560163.4813 | 90671.1343 | 147.3898 | 97131.9171
2046 | 432.1078 | 39750.7036 | 12680977.6325 | 8.3 | 1565312.0208 | 91448.1859 | 152.945 | 99074.5554
2047 | 440.75 | 40744.4712 | 12998002.0733 | 8.35 | 1570477.5504 | 92231.8969 | 156.3383 | 101056.0465
2048 | 449.565 | 41763.083 | 13322952.1252 | 8.37 | 1575660.1264 | 93022.3243 | 160.1314 | 103077.1674
2049 | 458.5563 | 42807.1601 | 13656025.9283 | 8.4204 | 1580859.8048 | 93819.5256 | 164.3798 | 105138.7108
2050 | 467.7274 | 43877.3391 | 13997426.5765 | 8.58 | 1586076.6421 | 94623.5589 | 167.6136 | 107241.485
Source:
(1) Hawaii Tourism Authority - Annual Visitor Report Table 10
(2) EIA Henry Hub Price
(3) U.S. Census Bureau - Population Estimates
(4) Compiled by Research & Economic Analysis Division, State of Hawaii Department of Business, Economic Development and Tourism
(5) Research & Economic Analysis Division, State of Hawaii Department of Business, Economic Development and Tourism
(6) EIA WTI Price
US Henry Hub Price
| Low | Base | High |  |  | Low | Base | High
2021 | 3.555 | 6.5 | 6.5 |  | Pop Growth Rate | 1.0054 | 0.99923 | 1.0036
2022 | 3.555 | 6.5 | 6.5 |  | GDP Growth Rate | 0.00098625 | 0.0085667 | 0.012933
2023 | 3.0637 | 6.45 | 6.45
2024 | 2.6523 | 6.4 | 6.9
2025 | 2.4581 | 6.42 | 7.4
2026 | 2.3963 | 6.49 | 7.9
2027 | 2.4326 | 6.65 | 8.0948
2028 | 2.5702 | 6.9 | 8.3991
2029 | 2.6457 | 7.1 | 8.6425
2030 | 2.7203 | 7.26 | 8.8373
2031 | 2.7484 | 7.44 | 9.0564
2032 | 2.7582 | 7.55 | 9.1903
2033 | 2.8355 | 7.62 | 9.2755
2034 | 2.8329 | 7.64 | 9.2998
2035 | 2.7982 | 7.705 | 9.379
2036 | 2.7838 | 7.85 | 9.5555
2037 | 2.7787 | 7.9 | 9.7353
2038 | 2.7552 | 7.999 | 9.9185
2039 | 2.7645 | 8.15 | 10.1052
2040 | 2.74 | 8.2 | 10.2953
2041 | 2.7012 | 8.16 | 10.4891
2042 | 2.6391 | 8.1 | 10.6865
2043 | 2.6164 | 8.2 | 10.8184
2044 | 2.5964 | 8.2 | 10.8184
2045 | 2.5836 | 8.3 | 10.9503
2046 | 2.565 | 8.35 | 11.0163
2047 | 2.5245 | 8.37 | 11.0427
2048 | 2.5297 | 8.4204 | 11.1092
2049 | 2.5322 | 8.58 | 11.3197
2050 | 2.5404 | 8.62 | 11.3725
WTI Price
| Low | Base | High
2021 | 68.281 | 68.281 | 114.5724
2022 | 68.281 | 68.281 | 114.5724
2023 | 59.9384 | 61.2786 | 126.5351
2024 | 63.4055 | 68.1902 | 137.6739
2025 | 64.8932 | 70.6382 | 143.9063
2026 | 67.3107 | 73.775 | 153.0361
2027 | 69.5503 | 77.7955 | 161.8557
2028 | 70.8922 | 81.3622 | 169.7727
2029 | 72.8853 | 84.5673 | 179.2126
2030 | 74.0411 | 87.8675 | 185.124
2031 | 77.0105 | 91.7752 | 189.8378
2032 | 80.005 | 95.322 | 197.7747
2033 | 82.5539 | 98.474 | 204.7324
2034 | 85.2589 | 101.2158 | 213.9565
2035 | 87.9812 | 104.4402 | 222.482
2036 | 90.8377 | 108.4552 | 234.8691
2037 | 94.5507 | 112.1343 | 246.196
2038 | 98.0894 | 116.1476 | 257.7336
2039 | 100.9347 | 119.1044 | 269.2487
2040 | 106.3666 | 124.124 | 281.1393
2041 | 109.91 | 128.3892 | 291.6072
2042 | 112.9011 | 131.9423 | 305.3544
2043 | 117.2676 | 137.3086 | 317.8024
2044 | 121.5632 | 143.3276 | 327.3137
2045 | 125.442 | 147.3898 | 341.2733
2046 | 129.6859 | 152.945 | 355.6681
2047 | 131.9315 | 156.3383 | 370.9676
2048 | 135.2079 | 160.1314 | 386.5558
2049 | 139.7004 | 164.3798 | 401.8481
2050 | 142.8048 | 167.6136 | 416.7914

## Energy Efficiency
Total Residential Customers
| Oahu 10 | Hilo 20 | Kona 20 | Kauai 20 | Maui 20 | Molokai 20 | Lanai 20 | Total | Rate of Water Heating Replacement (1) | Tankless Water Heating Conversion | Cumulative Conversions | Annual Terms Saved (2) | Oahu | Outer Islands | Emission Reduction (tons) of CO2
2003 | 30053.8333 | 1345.25 | 1.1667 | 677.4167 | 321.5 | 75 | 0 | 32474.1667
2004 | 29943.5833 | 1332.3333 | 3.75 | 703.1667 | 317.3333 | 70.4167 | 0 | 32370.5833
2005 | 29873.5 | 1331.5833 | 14.6667 | 726.75 | 321.1667 | 76 | 0 | 32343.6667
2006 | 29603.3333 | 1341 | 83.75 | 729.6667 | 319.0833 | 80.9167 | 5.5 | 32163.25
2007 | 29434.1667 | 1337.4167 | 144.5 | 737.1667 | 328.4167 | 81 | 6.5 | 32069.1667
2008 | 29294.5354 | 1331.6786 | 170.1667 | 771.8333 | 390.0833 | 80.4167 | 13.6667 | 32052.3807
2009 | 29131.8199 | 1329.4484 | 195 | 816 | 442 | 80.4167 | 17.75 | 32012.435
2010 | 28826.75 | 1297.25 | 182.4167 | 835.75 | 425 | 77.5833 | 16.5833 | 31661.3333
2011 | 28727.4167 | 1274.25 | 188.25 | 839.8333 | 430.5 | 75.4167 | 19.3333 | 31555
2012 | 28583.75 | 1275.0833 | 194.25 | 870.75 | 426.5 | 88.5833 | 21.25 | 31460.1667
2013 | 28461.6667 | 1321.5833 | 207.5 | 907.25 | 423.9167 | 89 | 21 | 31431.9167
2014 | 28446.4167 | 1314.6667 | 218 | 920.5 | 419.9167 | 87.1667 | 21.9167 | 31428.5833
2015 | 28479.5833 | 1309.6667 | 237.25 | 933.9167 | 422.75 | 81.4167 | 22 | 31486.5833
2016 | 28438.8333 | 1305.9167 | 290.9167 | 967.3333 | 418.0833 | 84.4167 | 22 | 31527.5
2017 | 28310 | 1319 | 281 | 990.3333 | 413.0833 | 87.4167 | 22 | 31422.8333
2018 | 28245 | 1324 | 297 | 1013.3333 | 408.0833 | 90.4167 | 22 | 31399.8333
2019 | 28179.6829 | 1329.0833 | 298.0559 | 1036.3333 | 403.0833 | 93.4167 | 22 | 31361.6554
2020 | 28114.5146 | 1334.1899 | 299.1191 | 1059.3333 | 398.0833 | 96.4167 | 22 | 31323.6569
2021 | 28049.4946 | 1339.3199 | 300.1897 | 1074.8656 | 393.8838 | 97.6489 | 22 | 31277.4026 | 0.08982% | 28.0934 | 28.0934 | 1432.7615 | 1284.8969 | 147.8647 | 9.5021
2022 | 27984.6227 | 1344.4736 | 301.2677 | 1090.6403 | 389.718 | 98.9096 | 22 | 31231.632 | 0.09431% | 29.4549 | 57.5482 | 2934.9596 | 2629.8253 | 305.1343 | 19.4646
2023 | 27919.8986 | 1349.6509 | 302.3532 | 1106.6612 | 385.5858 | 100.1996 | 22 | 31186.3492 | 0.09903% | 30.8828 | 88.431 | 4509.9807 | 4037.6064 | 472.3743 | 29.9102
2024 | 27855.3218 | 1354.852 | 303.4462 | 1122.9321 | 381.4867 | 101.5194 | 22 | 31141.5581 | 0.104% | 32.3803 | 120.8113 | 6161.3775 | 5511.1935 | 650.184 | 40.8622
2025 | 27790.892 | 1360.077 | 304.5467 | 1139.4569 | 377.4205 | 102.8698 | 22 | 31097.263 | 0.1092% | 33.951 | 154.7623 | 7892.8779 | 7053.6792 | 839.1987 | 52.3455
2026 | 27726.609 | 1365.326 | 305.6548 | 1156.2396 | 373.3871 | 104.2514 | 22 | 31053.468 | 0.1146% | 35.5983 | 190.3606 | 9708.3929 | 8668.3012 | 1040.0917 | 64.386
2027 | 27662.4724 | 1370.5992 | 306.7707 | 1173.2843 | 369.3861 | 105.665 | 22 | 31010.1775 | 0.1204% | 37.3261 | 227.6868 | 11612.0261 | 10358.4493 | 1253.5768 | 77.0109
2028 | 27598.4818 | 1375.8965 | 307.8942 | 1190.5949 | 365.4172 | 107.1113 | 22 | 30967.3959 | 0.1264% | 39.1384 | 266.8252 | 13608.0834 | 12127.6727 | 1480.4107 | 90.2488
2029 | 27534.6369 | 1381.2182 | 309.0256 | 1208.1757 | 361.4802 | 108.5912 | 22 | 30925.1277 | 0.1327% | 41.0392 | 307.8644 | 15701.0829 | 13979.6873 | 1721.3956 | 104.1295
2030 | 27470.9374 | 1386.5644 | 310.1647 | 1226.0309 | 357.5749 | 110.1053 | 22 | 30883.3775 | 0.1393% | 43.033 | 350.8974 | 17895.7654 | 15918.3836 | 1977.3818 | 118.6846 | `
2031 | 27407.3829 | 1391.9351 | 311.3118 | 1244.1647 | 353.7009 | 111.6544 | 22 | 30842.1498 | 0.1463% | 45.1243 | 396.0217 | 20197.1058 | 17947.8349 | 2249.2709 | 133.9471
2032 | 27343.9732 | 1397.3305 | 312.4667 | 1262.5815 | 349.8581 | 113.2394 | 22 | 30801.4495 | 0.1536% | 47.318 | 443.3397 | 22610.3244 | 20072.3056 | 2538.0189 | 149.9516
2033 | 27280.7078 | 1402.7506 | 313.6297 | 1281.2858 | 346.0462 | 114.8611 | 22 | 30761.2813 | 0.1613% | 49.6191 | 492.9588 | 25140.8996 | 22296.2603 | 2844.6392 | 166.7343
2034 | 27217.5866 | 1408.1957 | 314.8008 | 1300.2819 | 342.2649 | 116.5203 | 22 | 30721.6502 | 0.1694% | 52.033 | 544.9918 | 27794.5802 | 24624.3736 | 3170.2066 | 184.3335
2035 | 27154.609 | 1413.6658 | 315.9799 | 1319.5745 | 338.514 | 118.218 | 22 | 30682.5613 | 0.1778% | 54.5651 | 599.5569 | 30577.3996 | 27061.5391 | 3515.8606 | 202.7892
2036 | 27091.7749 | 1419.161 | 317.1672 | 1339.1682 | 334.7933 | 119.955 | 22 | 30644.0196 | 0.1867% | 57.2214 | 656.7782 | 33495.6896 | 29612.8802 | 3882.8094 | 222.1433
2037 | 27029.0838 | 1424.6815 | 318.3627 | 1359.0677 | 331.1025 | 121.7322 | 22 | 30606.0304 | 0.1961% | 60.008 | 716.7862 | 36556.0954 | 32283.7609 | 4272.3345 | 242.4399
2038 | 26966.5355 | 1430.2274 | 319.5665 | 1379.2777 | 327.4413 | 123.5505 | 22 | 30568.5989 | 0.2059% | 62.9313 | 779.7175 | 39765.5915 | 35079.7967 | 4685.7948 | 263.7252
2039 | 26904.1297 | 1435.7987 | 320.7786 | 1399.8032 | 323.8095 | 125.4109 | 22 | 30531.7306 | 0.2162% | 65.9982 | 845.7156 | 43131.4978 | 38006.8665 | 5124.6313 | 286.0479
2040 | 26841.8659 | 1441.3956 | 321.9992 | 1420.6489 | 320.207 | 127.3144 | 22 | 30495.431 | 0.227% | 69.2157 | 914.9313 | 46661.4977 | 41071.1252 | 5590.3725 | 309.4589
2041 | 26779.7439 | 1447.0183 | 323.2281 | 1441.82 | 316.6334 | 129.262 | 22 | 30459.7057 | 0.2383% | 72.5913 | 987.5227 | 50363.6553 | 44279.0159 | 6084.6394 | 334.0116
2042 | 26717.7634 | 1452.6667 | 324.4656 | 1463.3215 | 313.0885 | 131.2546 | 22 | 30424.5603 | 0.2502% | 76.1329 | 1063.6556 | 54246.4356 | 47637.2843 | 6609.1513 | 359.7621
2043 | 26655.924 | 1458.3412 | 325.7116 | 1485.1586 | 309.5721 | 133.2934 | 22 | 30390.0009 | 0.2627% | 79.8488 | 1143.5044 | 58318.724 | 51152.9921 | 7165.7319 | 386.7695
2044 | 26594.2254 | 1464.0416 | 326.9663 | 1507.3364 | 306.084 | 135.3794 | 22 | 30356.0332 | 0.2759% | 83.7475 | 1227.2519 | 62589.8474 | 54833.5318 | 7756.3156 | 415.0956
2045 | 26532.6673 | 1469.7683 | 328.2297 | 1529.8604 | 302.6239 | 137.5137 | 22 | 30322.6633 | 0.2897% | 87.8382 | 1315.0901 | 67069.5971 | 58686.6428 | 8382.9543 | 444.8053
1) Based on 2021 Impact Evaluation of Water Heating Measures - Final Residential Sector - Program Year 2019 (California PUC)
2) SoCal Gas Tankless Water Annual Savings per converted Customer

## List
Scenario
Low
Base
High
CapEx
Base
High RNG
SNG Plant
Base
Retire
Supply Optimization
Cost
Emission
Hybrid 1
Hybrid 2
Yes
No
`

## Scenario List
Depreciation Scenario
Historical Rate
Accelerated Rate
Demand Scenario
Base Case
High Demand
Low Demand

## Supply Summary
Base
Year | Net Therms
2022 | 29193564.7361
2023 | 29513996.5353
2024 | 29558429.8421
2025 | 29698735.1558
2026 | 29830840.1858
2027 | 29950954.5576
2028 | 30086287.8647
2029 | 30235129.6342
2030 | 30388405.9972
2031 | 30535919.7106
2032 | 30697427.061
2033 | 30873789.6744
2034 | 31065497.8868
2035 | 31254676.0777
2036 | 31435281.642
2037 | 31630294.3864
2038 | 31826357.5452
2039 | 32051801.031
2040 | 32243739.512
2041 | 32459368.8157
2042 | 32698049.865
2043 | 32908929.7812
2044 | 33115706.0084
2045 | 33371398.6588
2046 | 33371398.6588
2047 | 33371398.6588
2048 | 33371398.6588
2049 | 33371398.6588
2050 | 33371398.6588

## Ranking
[5 empty] | Volume | Suggested
|  | Year | 2045 | SNG- Firm | 38266.4039 | 59,421 -Ave. / 65,185 annual high |  | Number | Hard-coded Input
|  |  |  | SNG - Interruptible | 12605 | 12,681 - Ave./ 15,710 - High |  | Number | Calculated Input
|  |  |  | SNG Additional | 0 | 3477 |  | Number | Output
|  |  |  | LNG ISO | 14000 | 331- Ave. / 17,400 (2 x 8,700 - 40ft ISO Containers)
|  |  |  | Exist. WWTP | 2191.7808
Based on Supply Inputs
Emissions: | Supply Option | Cost of Supply (2022 $/therm) | Quantity (therms/day) | Quantity Therms/Year | End User Emission Rate (g CO2/therm) | Transmission & Distribution Emission Rate (g Co 2/therm) | Upstream Emission Rate (g CO2/therm) | Total Emission g CO2/therm | Cost Rank | Emission Rank
SNG -Firm | SNG -Firm | 2.7724 | 38266.4039 | 13967237.4265 | 52220.96 | 259 | 13840 | 66319.96 | 3 | 3
SNG -Firm | SNG - Interruptible | 2.7724 | 12605 | 4600825 | 52220.96 | 259 | 13840 | 66319.96 | 4 | 4
SNG Additional | SNG Additional | n/a | 0 | 0 | 52220.96 | 259 | 13840 | n/a | n/a | n/a
LNG - ISO | LNG - ISO | 2.8507 | 14000 | 5110000 | 59341 | 2521 | 11151 | 73013 | 5 | 5
WWTP & LFG | Exist. WWTP | 2.5308 | 2191.7808 | 800000 | 65954 | 275 | -78236 | -12007 | 1 | 1
WWTP & LFG | LFG, WWTP, AgCrop (1) | 2.5308 | 2157.4701 | 787476.5821 | #N/A | #N/A | #N/A | #N/A | 2 | #N/A
WWTP & LFG | LFG, WWTP, AgCrop (2) | 2.9506 | 3235.7296 | 1181041.3221 | #N/A | #N/A | #N/A | #N/A | 6 | #N/A
WWTP & LFG | LFG, WWTP, AgCrop (3) | 3.5411 | 3355.6667 | 1224818.328 | #N/A | #N/A | #N/A | #N/A | 8 | #N/A
CDW | CDW Exp. 1 | 3.5232 | 15616.4384 | 5700000 | 59080 | 130 | 259 | 59469 | 7 | 2
CDW | CDW Exp. 2 | n/a | 0 | 0 | 59080 | 130 | 259 | n/a | n/a | n/a
CDW | CDW Exp. 3 | n/a | 0 | 0 | 59080 | 130 | 259 | n/a | n/a | n/a
CDW | CDW Exp. 4 | n/a | 0 | 0 | 59080 | 130 | 259 | n/a | n/a | n/a
CDW | CDW Exp. 5 | n/a | 0 | 0 | 59080 | 130 | 259 | n/a | n/a | n/a
LNG - ISO | LNG ISO Exp 1 | n/a | 0 | 0 | 59341 | 2521 | 11151 | n/a | n/a | n/a
LNG - ISO | LNG ISO Exp 2 | n/a | 0 | 0 | 59341 | 2521 | 11151 | n/a | n/a | n/a
LNG - ISO | LNG ISO Exp 3 | n/a | 0 | 0 | 59341 | 2521 | 11151 | n/a | n/a | n/a
LNG - ISO | LNG ISO Exp 4 | n/a | 0 | 0 | 59341 | 2521 | 11151 | n/a | n/a | n/a
LNG - ISO | LNG ISO Exp 5 | n/a | 0 | 0 | 59341 | 2521 | 11151 | n/a | n/a | n/a
LNG - ISO | Green Hydrogen | n/a | 0 | 0 | 0 | 259 | 0 | n/a | n/a | n/a
| W.A Cost of Supply: | 2.9357 | 91428.4895 | 33371398.6588
|  | Net Gas Demand Base therms/year: | 33371398.6588 | 91428.4895
|  | therms/day | 91428.4895
COST OPTIMIZED
Rank | Supply Option | Cost of Supply (2022 $/therm) | Quantity (therms/day) | Quantity Therms/Year | End User Emissions (MT CO2/therm) | Transmission & Distribution Emissions (MT Co 2/therm) | Upstream Emissions (MT CO2/therm) | Total Emission g CO2/therm | Annual Emissions (MT) | Quantity Therms/Year
1 | Exist. WWTP | 2.5308 | 2191.7808 | 800000 | 65954 | 275 | -78236 | -12007 | -9605.6 | 800000
2 | LFG, WWTP, AgCrop (1) | 2.5308 | 2157.4701 | 787476.5821 | #N/A | #N/A | #N/A | #N/A | #N/A | 787476.5821
3 | SNG -Firm | 2.7724 | 38266.4039 | 13967237.4265 | 52220.96 | 259 | 13840 | 66319.96 | 926306.6274 | 13967237.4265
4 | SNG - Interruptible | 2.7724 | 12605 | 4600825 | 52220.96 | 259 | 13840 | 66319.96 | 305126.53 | 4600825
5 | LNG - ISO | 2.8507 | 14000 | 5110000 | 59341 | 2521 | 11151 | 73013 | 373096.43 | 5110000
6 | LFG, WWTP, AgCrop (2) | 2.9506 | 3235.7296 | 1181041.3221 | #N/A | #N/A | #N/A | #N/A | #N/A | 1181041.3221
7 | CDW Exp. 1 | 3.5232 | 15616.4384 | 5700000 | 59080 | 130 | 259 | 59469 | 338973.3 | 5700000
8 | LFG, WWTP, AgCrop (3) | 3.5411 | 3355.6667 | 1224818.328 | #N/A | #N/A | #N/A | #N/A | #N/A | 1224818.328
9 | n/a | n/a | n/a | n/a | n/a | n/a | n/a | n/a | n/a | n/a
10 | n/a | n/a | n/a | n/a | n/a | n/a | n/a | n/a | n/a | n/a
11 | n/a | n/a | n/a | n/a | n/a | n/a | n/a | n/a | n/a | n/a
12 | n/a | n/a | n/a | n/a | n/a | n/a | n/a | n/a | n/a | n/a
13 | n/a | n/a | n/a | n/a | n/a | n/a | n/a | n/a | n/a | n/a
14 | n/a | n/a | n/a | n/a | n/a | n/a | n/a | n/a | n/a | n/a
15 | n/a | n/a | n/a | n/a | n/a | n/a | n/a | n/a | n/a | n/a
16 | n/a | n/a | n/a | n/a | n/a | n/a | n/a | n/a | n/a | n/a
17 | n/a | n/a | n/a | n/a | n/a | n/a | n/a | n/a | n/a | n/a
18 | n/a | n/a | n/a | n/a | n/a | n/a | n/a | n/a | n/a | n/a
19 | n/a | n/a | n/a | n/a | n/a | n/a | n/a | n/a | n/a | n/a
| W.A Cost of Supply: | 2.9357 | 91428.4895 | 33371398.6588 |  |  |  |  | #N/A | 33371398.6588
EMISSIONS OPTIMIZED
Rank | Supply Option | Cost of Supply (2022 $/therm) | Quantity (therms/day) | Quantity Therms/Year | End User Emissions (MT CO2/therm) | Transmission & Distribution Emissions (MT Co 2/therm) | Upstream Emissions (MT CO2/therm) | Total Emission g CO2/therm | Annual Emissions (MT) | Quantity Therms/Year
1 | Exist. WWTP | 2.5308 | 2191.7808 | 800000 | 65954 | 275 | -78236 | -12007 | -9605.6 | 800000
2 | CDW Exp. 1 | 3.5232 | 15616.4384 | 5700000 | 59080 | 130 | 259 | 59469 | 338973.3 | 5700000
3 | SNG -Firm | 2.7724 | 38266.4039 | 13967237.4265 | 52220.96 | 259 | 13840 | 66319.96 | 926306.6274 | 13967237.4265
4 | SNG - Interruptible | 2.7724 | 12605 | 4600825 | 52220.96 | 259 | 13840 | 66319.96 | 305126.53 | 4600825
5 | LNG - ISO | 2.8507 | 14000 | 5110000 | 59341 | 2521 | 11151 | 73013 | 373096.43 | 5110000
6 | n/a | n/a | n/a | n/a | n/a | n/a | n/a | n/a | n/a | n/a
7 | n/a | n/a | n/a | n/a | n/a | n/a | n/a | n/a | n/a | n/a
8 | n/a | n/a | n/a | n/a | n/a | n/a | n/a | n/a | n/a | n/a
9 | n/a | n/a | n/a | n/a | n/a | n/a | n/a | n/a | n/a | n/a
10 | n/a | n/a | n/a | n/a | n/a | n/a | n/a | n/a | n/a | n/a
11 | n/a | n/a | n/a | n/a | n/a | n/a | n/a | n/a | n/a | n/a
12 | n/a | n/a | n/a | n/a | n/a | n/a | n/a | n/a | n/a | n/a
13 | n/a | n/a | n/a | n/a | n/a | n/a | n/a | n/a | n/a | n/a
14 | n/a | n/a | n/a | n/a | n/a | n/a | n/a | n/a | n/a | n/a
15 | n/a | n/a | n/a | n/a | n/a | n/a | n/a | n/a | n/a | n/a
16 | n/a | n/a | n/a | n/a | n/a | n/a | n/a | n/a | n/a | n/a
17 | n/a | n/a | n/a | n/a | n/a | n/a | n/a | n/a | n/a | n/a
18 | n/a | n/a | n/a | n/a | n/a | n/a | n/a | n/a | n/a | n/a
19 | n/a | n/a | n/a | n/a | n/a | n/a | n/a | n/a | n/a | n/a
| W.A Cost of Supply: | 2.9211 | 82679.6231 | 30178062.4265 |  |  |  |  | 1933897.2874 | 30178062.4265

## 1. Dashboard
Supply Cost in $2022
Note: WTI, Henry Hub, SNG Interruptible, LNG ISO scenarios are controlled from Supply sheet, cell 2E

## 2. SNG Firm
| Index | Commodity Cost |  |  | Add. Cost |  | Cost at Offtake |  |  | Cost at Offtake
|  | Reference | Low | High |  |  | Reference | Low | High
| WTI |  |  |  | Power Cost |  | 1 | 2 | 3
| $ 2022 /bbl | $ 2022 /therm | $ 2022 /therm | $ 2022 /therm | $ 2022 /therm |  | $ 2022 /therm | $ 2022 /therm | $ 2022 /therm | 2022 $/ therm
2022 | 95.2652 | 2.8176 | 2.8176 | 2.8176 | 0.146 | 2022 | 2.9636 | 2.9636 | 2.9636 | 2.9636
2023 | 84.1904 | 2.485 | 2.485 | 2.485 | 0.146 | 2023 | 2.631 | 2.631 | 2.631 | 2.631
2024 | 66.3384 | 1.949 | 1.8117 | 2.0864 | 0.146 | 2024 | 2.095 | 1.9577 | 2.2324 | 2.095
2025 | 67.1259 | 1.9727 | 1.8106 | 2.1624 | 0.146 | 2025 | 2.1187 | 1.9566 | 2.3084 | 2.1187
2026 | 68.4284 | 2.0118 | 1.8316 | 2.2245 | 0.146 | 2026 | 2.1578 | 1.9776 | 2.3705 | 2.1578
2027 | 70.3729 | 2.0702 | 1.8426 | 2.3008 | 0.146 | 2027 | 2.2162 | 1.9886 | 2.4468 | 2.2162
2028 | 71.7945 | 2.1128 | 1.8269 | 2.3613 | 0.146 | 2028 | 2.2588 | 1.9729 | 2.5073 | 2.2588
2029 | 72.8498 | 2.1445 | 1.8274 | 2.5425 | 0.146 | 2029 | 2.2905 | 1.9734 | 2.6885 | 2.2905
2030 | 73.9698 | 2.1782 | 1.8067 | 2.6085 | 0.146 | 2030 | 2.3242 | 1.9527 | 2.7545 | 2.3242
2031 | 75.5176 | 2.2246 | 1.8295 | 2.6748 | 0.146 | 2031 | 2.3706 | 1.9755 | 2.8208 | 2.3706
2032 | 76.7314 | 2.2611 | 1.8515 | 2.74 | 0.146 | 2032 | 2.4071 | 1.9975 | 2.886 | 2.4071
2033 | 77.5521 | 2.2857 | 1.8616 | 2.7845 | 0.146 | 2033 | 2.4317 | 2.0076 | 2.9305 | 2.4317
2034 | 77.9705 | 2.2983 | 1.8739 | 2.8216 | 0.146 | 2034 | 2.4443 | 2.0199 | 2.9676 | 2.4443
2035 | 78.7113 | 2.3205 | 1.8861 | 2.835 | 0.146 | 2035 | 2.4665 | 2.0322 | 2.981 | 2.4665
2036 | 79.9704 | 2.3583 | 1.9006 | 2.8817 | 0.146 | 2036 | 2.5043 | 2.0466 | 3.0277 | 2.5043
2037 | 80.8922 | 2.386 | 1.9311 | 2.8951 | 0.146 | 2037 | 2.532 | 2.0771 | 3.0411 | 2.532
2038 | 81.9614 | 2.4181 | 1.9574 | 2.9382 | 0.146 | 2038 | 2.5641 | 2.1034 | 3.0842 | 2.5641
2039 | 82.229 | 2.4261 | 1.9688 | 2.9613 | 0.146 | 2039 | 2.5721 | 2.1148 | 3.1073 | 2.5721
2040 | 83.7936 | 2.4731 | 2.0275 | 2.9176 | 0.146 | 2040 | 2.6191 | 2.1735 | 3.0636 | 2.6191
2041 | 84.7507 | 2.5019 | 2.0482 | 2.9266 | 0.146 | 2041 | 2.6479 | 2.1942 | 3.0726 | 2.6479
2042 | 85.1546 | 2.514 | 2.0573 | 2.9494 | 0.146 | 2042 | 2.66 | 2.2033 | 3.0954 | 2.66
2043 | 86.6325 | 2.5584 | 2.0913 | 2.9976 | 0.146 | 2043 | 2.7044 | 2.2373 | 3.1436 | 2.7044
2044 | 88.4114 | 2.6118 | 2.1226 | 3.0362 | 0.146 | 2044 | 2.7578 | 2.2686 | 3.1822 | 2.7578
2045 | 88.8977 | 2.6264 | 2.1459 | 3.0867 | 0.146 | 2045 | 2.7724 | 2.2919 | 3.2327 | 2.7724
2046 | 90.1872 | 2.6651 | 2.1734 | 3.13 | 0.146 | 2046 | 2.8111 | 2.3194 | 3.276 | 2.8111
2047 | 90.1347 | 2.6635 | 2.1681 | 3.1618 | 0.146 | 2047 | 2.8095 | 2.3141 | 3.3078 | 2.8095
2048 | 90.2593 | 2.6673 | 2.1805 | 3.2184 | 0.146 | 2048 | 2.8133 | 2.3265 | 3.3644 | 2.8133
2049 | 90.5766 | 2.6768 | 2.2128 | 3.2337 | 0.146 | 2049 | 2.8228 | 2.3588 | 3.3797 | 2.8228
2050 | 90.2913 | 2.6682 | 2.2234 | 3.2596 | 0.146 | 2050 | 2.8142 | 2.3694 | 3.4056 | 2.8142

## 3. SNG Interruptible
| WTI Regression Forecast: | [7 empty] | Inputs:
Intercept | 0.01903 | [6 empty] | BTU Conversion | 0.13927 | mmBtu/gal
Slope | 0.033078 | [6 empty] | Therms to MMBTU: | 0.1 | mmbtu/therm
[8 empty] | Power use: | 0.37 | kwh/therm
[8 empty] | 2022 Power Price: | 0.3946 | $/wh
| Historical Prices |  |  |  | Commodity Cost |  |  |  | Add. Cost |  | Cost at Offtake
|  | WTI | Los Angeles Ultra-Low Sulfur CARB Diesel Spot Price |  | WTI | SNG Commodity Cost | SNG Commodity Cost |  | Power |  | Commodity & Variable Costs
|  | $ 2022 /bbl | $ 2022 /gallon |  | $ 2022 /bbl | $ 2022 /gallon | $ 2022 /therm |  | $ 2022 /therm |  | 2022 $/ therm
| 2018-01-01 | 90.2741 | 2.9137 | 2022 | 95.2652 | 3.1702 | 2.2763 |  | 0.146 | 2022 | 2.4223
| 2018-02-01 | 87.5713 | 2.7624 | 2023 | 84.1904 | 2.8039 | 2.0133 |  | 0.146 | 2023 | 2.1593
| 2018-03-01 | 88.2749 | 2.8088 | 2024 | 66.3384 | 2.2134 | 1.5893 |  | 0.146 | 2024 | 1.7353
| 2018-04-01 | 92.7629 | 3.016 | 2025 | 67.1259 | 2.2394 | 1.608 |  | 0.146 | 2025 | 1.754
| 2018-05-01 | 96.5872 | 3.1579 | 2026 | 68.4284 | 2.2825 | 1.6389 |  | 0.146 | 2026 | 1.7849
| 2018-06-01 | 93.2162 | 3.001 | 2027 | 70.3729 | 2.3469 | 1.6851 |  | 0.146 | 2027 | 1.8311
| 2018-07-01 | 97.4399 | 2.9885 | 2028 | 71.7945 | 2.3939 | 1.7189 |  | 0.146 | 2028 | 1.8649
| 2018-08-01 | 93.8448 | 3.0404 | 2029 | 72.8498 | 2.4288 | 1.7439 |  | 0.146 | 2029 | 1.8899
| 2018-09-01 | 96.7418 | 3.1586 | 2030 | 73.9698 | 2.4658 | 1.7705 |  | 0.146 | 2030 | 1.9165
| 2018-10-01 | 96.9818 | 3.2473 | 2031 | 75.5176 | 2.517 | 1.8073 |  | 0.146 | 2031 | 1.9533
| 2018-11-01 | 78.9666 | 2.849 | 2032 | 76.7314 | 2.5572 | 1.8361 |  | 0.146 | 2032 | 1.9821
| 2018-12-01 | 69.0962 | 2.5018 | 2033 | 77.5521 | 2.5843 | 1.8556 |  | 0.146 | 2033 | 2.0016
| 2019-01-01 | 72.3756 | 2.5524 | 2034 | 77.9705 | 2.5982 | 1.8656 |  | 0.146 | 2034 | 2.0116
| 2019-02-01 | 77.3656 | 2.7243 | 2035 | 78.7113 | 2.6227 | 1.8832 |  | 0.146 | 2035 | 2.0292
| 2019-03-01 | 81.2186 | 2.8172 | 2036 | 79.9704 | 2.6643 | 1.9131 |  | 0.146 | 2036 | 2.0591
| 2019-04-01 | 88.62 | 3.0544 | 2037 | 80.8922 | 2.6948 | 1.935 |  | 0.146 | 2037 | 2.081
| 2019-05-01 | 84.5827 | 3.1786 | 2038 | 81.9614 | 2.7302 | 1.9604 |  | 0.146 | 2038 | 2.1064
| 2019-06-01 | 76.5346 | 2.6534 | 2039 | 82.229 | 2.739 | 1.9667 |  | 0.146 | 2039 | 2.1127
| 2019-07-01 | 80.1411 | 2.7277 | 2040 | 83.7936 | 2.7908 | 2.0039 |  | 0.146 | 2040 | 2.1499
| 2019-08-01 | 77.1685 | 2.6314 | 2041 | 84.7507 | 2.8224 | 2.0266 |  | 0.146 | 2041 | 2.1726
| 2019-09-01 | 80.5047 | 2.823 | 2042 | 85.1546 | 2.8358 | 2.0362 |  | 0.146 | 2042 | 2.1822
| 2019-10-01 | 76.2012 | 2.9162 | 2043 | 86.6325 | 2.8847 | 2.0713 |  | 0.146 | 2043 | 2.2173
| 2019-11-01 | 80.3748 | 2.9723 | 2044 | 88.4114 | 2.9435 | 2.1135 |  | 0.146 | 2044 | 2.2595
| 2019-12-01 | 84.3914 | 2.7665 | 2045 | 88.8977 | 2.9596 | 2.1251 |  | 0.146 | 2045 | 2.2711
| 2020-01-01 | 80.9433 | 2.6822 | 2046 | 90.1872 | 3.0023 | 2.1557 |  | 0.146 | 2046 | 2.3017
| 2020-02-01 | 72.061 | 2.4966 | 2047 | 90.1347 | 3.0005 | 2.1545 |  | 0.146 | 2047 | 2.3005
| 2020-03-01 | 42.4247 | 1.846 | 2048 | 90.2593 | 3.0047 | 2.1574 |  | 0.146 | 2048 | 2.3034
| 2020-04-01 | 25.0221 | 1.2443 | 2049 | 90.5766 | 3.0152 | 2.165 |  | 0.146 | 2049 | 2.311
| 2020-05-01 | 42.4704 | 1.3547 | 2050 | 90.2913 | 3.0057 | 2.1582 |  | 0.146 | 2050 | 2.3042
| 2020-06-01 | 56.1945 | 1.7338
| 2020-07-01 | 59.158 | 1.8339
| 2020-08-01 | 61.1149 | 1.8649
| 2020-09-01 | 56.8521 | 1.6698
| 2020-10-01 | 56.2345 | 1.7284
| 2020-11-01 | 57.9021 | 1.9348
| 2020-12-01 | 65.7715 | 2.1569
| 2021-01-01 | 71.2103 | 2.1664
| 2021-02-01 | 78.6244 | 2.4437
| 2021-03-01 | 81.307 | 2.5254
| 2021-04-01 | 79.4398 | 2.4416
| 2021-05-01 | 81.2695 | 2.519
| 2021-06-01 | 87.4581 | 2.5448
| 2021-07-01 | 87.688 | 2.5693
| 2021-08-01 | 81.3808 | 2.5893
| 2021-09-01 | 85.2642 | 2.6787
| 2021-10-01 | 95.0317 | 2.9298
| 2021-11-01 | 91.2434 | 2.8924
| 2021-12-01 | 83.3342 | 2.6624
| 2022-01-01 | 93.9783 | 3.0197
| 2022-02-01 | 100.9853 | 3.1417
| 2022-03-01 | 117.0314 | 3.9165
| 2022-04-01 | 107.5502 | 4.1074
| 2022-05-01 | 112.4196 | 4.1561
| 2022-06-01 | 114.84 | 4.382

## 4. Propane
Redundancy Supply |  | Gas
| Intercept | -0.066229 |  |  |  |  | BTU Conversion | 0.09 | mmBtu/gal
| Slope Gas | 0.08722 |  |  |  |  | Therms to MMBTU: | 0.1 | mmbtu/therm
| Slope Oil | 0.0089285
| % transportation in delivered cost: | 20%
|  |  |  | Commodity Cost | [6 empty] | Cost at Offtake
|  |  |  | HH | WTI | Propane Cost Gulf Coast Spot | Transportation | Propane Cost Wholesale Hawaii Delivered (pre-tax) | Propane Cost Wholesale Hawaii Delivered (pre-tax) |  | Commodity & Variable Costs
|  |  |  | $ 2022 /mmbtu | $ 2022 /bbl | $ 2022 /gallon | $ 2022 /gallon | $ 2022 /gallon | $ 2022 /therm |  | $ 2022 / Gallon | $ 2022 /therm
|  |  | 2022 | 6.027 | 95.2652 | 1.31 | 0.3275 | 1.6375 | 1.8195 | 2022 | 1.6375 | 1.8195
|  |  | 2023 | 4.634 | 84.1904 | 1.0896 | 0.27241 | 1.362 | 1.5134 | 2023 | 1.362 | 1.5134
|  |  | 2024 | 3.2923 | 66.3384 | 0.81322 | 0.20331 | 1.0165 | 1.1295 | 2024 | 1.0165 | 1.1295
|  |  | 2025 | 3.1119 | 67.1259 | 0.80452 | 0.20113 | 1.0056 | 1.1174 | 2025 | 1.0056 | 1.1174
|  |  | 2026 | 3.0883 | 68.4284 | 0.81409 | 0.20352 | 1.0176 | 1.1307 | 2026 | 1.0176 | 1.1307
|  |  | 2027 | 3.1893 | 70.3729 | 0.84027 | 0.21007 | 1.0503 | 1.167 | 2027 | 1.0503 | 1.167
|  |  | 2028 | 3.3669 | 71.7945 | 0.86845 | 0.21711 | 1.0856 | 1.2062 | 2028 | 1.0856 | 1.2062
|  |  | 2029 | 3.4892 | 72.8498 | 0.88853 | 0.22213 | 1.1107 | 1.2341 | 2029 | 1.1107 | 1.2341
|  |  | 2030 | 3.5877 | 73.9698 | 0.90712 | 0.22678 | 1.1339 | 1.2599 | 2030 | 1.1339 | 1.2599
|  |  | 2031 | 3.675 | 75.5176 | 0.92856 | 0.23214 | 1.1607 | 1.2897 | 2031 | 1.1607 | 1.2897
|  |  | 2032 | 3.7097 | 76.7314 | 0.94243 | 0.23561 | 1.178 | 1.3089 | 2032 | 1.178 | 1.3089
|  |  | 2033 | 3.7807 | 77.5521 | 0.95594 | 0.23899 | 1.1949 | 1.3277 | 2033 | 1.1949 | 1.3277
|  |  | 2034 | 3.7748 | 77.9705 | 0.95916 | 0.23979 | 1.199 | 1.3322 | 2034 | 1.199 | 1.3322
|  |  | 2035 | 3.7725 | 78.7113 | 0.96558 | 0.24139 | 1.207 | 1.3411 | 2035 | 1.207 | 1.3411
|  |  | 2036 | 3.7828 | 79.9704 | 0.97772 | 0.24443 | 1.2221 | 1.3579 | 2036 | 1.2221 | 1.3579
|  |  | 2037 | 3.8007 | 80.8922 | 0.98751 | 0.24688 | 1.2344 | 1.3715 | 2037 | 1.2344 | 1.3715
|  |  | 2038 | 3.8202 | 81.9614 | 0.99876 | 0.24969 | 1.2484 | 1.3872 | 2038 | 1.2484 | 1.3872
|  |  | 2039 | 3.8214 | 82.229 | 1.0012 | 0.25031 | 1.2516 | 1.3906 | 2039 | 1.2516 | 1.3906
|  |  | 2040 | 3.8582 | 83.7936 | 1.0184 | 0.25461 | 1.273 | 1.4145 | 2040 | 1.273 | 1.4145
|  |  | 2041 | 3.8645 | 84.7507 | 1.0275 | 0.25688 | 1.2844 | 1.4271 | 2041 | 1.2844 | 1.4271
|  |  | 2042 | 3.8409 | 85.1546 | 1.0291 | 0.25727 | 1.2863 | 1.4293 | 2042 | 1.2863 | 1.4293
|  |  | 2043 | 3.8445 | 86.6325 | 1.0426 | 0.26065 | 1.3032 | 1.448 | 2043 | 1.3032 | 1.448
|  |  | 2044 | 3.78 | 88.4114 | 1.0528 | 0.26321 | 1.3161 | 1.4623 | 2044 | 1.3161 | 1.4623
|  |  | 2045 | 3.7483 | 88.8977 | 1.0544 | 0.2636 | 1.318 | 1.4645 | 2045 | 1.318 | 1.4645
|  |  | 2046 | 3.7364 | 90.1872 | 1.0649 | 0.26622 | 1.3311 | 1.479 | 2046 | 1.3311 | 1.479
|  |  | 2047 | 3.7299 | 90.1347 | 1.0639 | 0.26596 | 1.3298 | 1.4776 | 2047 | 1.3298 | 1.4776
|  |  | 2048 | 3.7551 | 90.2593 | 1.0672 | 0.26679 | 1.334 | 1.4822 | 2048 | 1.334 | 1.4822
|  |  | 2049 | 3.7307 | 90.5766 | 1.0679 | 0.26697 | 1.3348 | 1.4832 | 2049 | 1.3348 | 1.4832
|  |  | 2050 | 3.7232 | 90.2913 | 1.0647 | 0.26617 | 1.3308 | 1.4787 | 2050 | 1.3308 | 1.4787

## 5. LNG- ISO_Expansion
Commodity Inputs & Conversions:
[6 empty] | Rate of Return (Real) | 0.07
[6 empty] | Life: | 20 |  |  |  |  | MMBTU/therm | 0.1 | [14 empty] | Container Capacity (40ft ISO): | 7000 | therms
[6 empty] | PPI January 2022 | 199.3 | 2020-01-01 |  |  |  | Upstream, delivery, liquefaction, ISO transportation | 24.43 | [14 empty] | # of containers/day | 2
[6 empty] | PPI July 2022 | 280.459 | 2022-06-01
[6 empty] | HI premium to US based on Utilities & Transportation: | 0.322 | https://meric.mo.gov/data/cost-living-data-series
Historical Prices |  |  | Supply from California |  |  |  | TIC including Capex Unloading, Storage, Vaporization | [7 empty] | Selected Commodity Cost |  | Delivered Cost | [5 empty] | Volume | [7 empty] | Estimates
|  |  | Reference | Low | High |  | 2035 | 2040 | 2045 | 2050 | n/a | Upstream, delivery, liquefaction, ISO transportation |  |  |  |  | 2035 | 2040 | 2045 | 2050 | n/a |  | 2035 | 2040 | 2045 | 2050 | n/a | Total
| HH |  | 1 | 2 | 3 |  | LNG ISO Exp 1 | LNG ISO Exp 1 | LNG ISO Exp 1 | LNG ISO Exp 1 | LNG ISO Exp 1 |  |  |  | Selected Commodity Case |  | LNG ISO Exp 1 | LNG ISO Exp 2 | LNG ISO Exp 3 | LNG ISO Exp 4 | LNG ISO Exp 5
| $ 2022 /mmbtu |  | $ 2022 /mmbtu | $ 2022 /mmbtu | $ 2022 /mmbtu |  | $ 2022 /therm | $ 2022 /therm | $ 2022 /therm | $ 2022 /therm | $ 2022 /therm | $ 2022 /mmbtu |  |  | $ 2022 / mmbtu |  | $ 2022 /therm | $ 2022 /therm | $ 2022 /therm | $ 2022 /therm | $ 2022 /therm |  | Therms | Therms | Therms | Therms | Therms | therms/day |  |  | 2022 cost estimate
2018-01-01 | 5.4845 | 2022 | 6.4547 | 6.4547 | 6.4547 |  | 0 | 0 | 0 | 0 | 0 | 24.43 |  | 2022 | 6.4547 | 2022 | 0 | 0 | 0 | 0 | 0 | 2022 | 0 | 0 | 0 | 0 | 0 | 0 |  |  | Gas Flow |  |  | Flow Rate | LNG Rate |  |  | Storage Volume |  |  |  | Equipment Costs (MM$) |  |  | TIC + 20% HI Premium
2018-02-01 | 3.7573 | 2023 | 4.9625 | 4.9625 | 4.9625 |  | 0 | 0 | 0 | 0 | 0 | 24.43 |  | 2023 | 4.9625 | 2023 | 0 | 0 | 0 | 0 | 0 | 2023 | 0 | 0 | 0 | 0 | 0 | 0 |  |  | Nm3/h | SCFM | MMSCFD | Therms/Day | mtpa | k gal/d | m3/d | Days | m3 | Bullets | Vessels/day | Vessel Unloading | Storage | Vaporization | (MM$)
2018-03-01 | 3.7854 | 2024 | 3.6208 | 3.079 | 4.7268 |  | 0 | 0 | 0 | 0 | 0 | 24.43 |  | 2024 | 3.6208 | 2024 | 0 | 0 | 0 | 0 | 0 | 2024 | 0 | 0 | 0 | 0 | 0 | 0 |  |  | 10 | 6.2101 | 0.0089425 | 89.4252 | 6.5546e-05 | 0.10768 | 0.40759 | 3 | 1.2228 | 1 | 0.010768 | 0.93017 | 0.2801 | 0.35415 | 6.837
2018-04-01 | 3.9205 | 2025 | 3.4404 | 2.8775 | 4.7126 |  | 0 | 0 | 0 | 0 | 0 | 24.43 |  | 2025 | 3.4404 | 2025 | 0 | 0 | 0 | 0 | 0 | 2025 | 0 | 0 | 0 | 0 | 0 | 0 |  |  | 100 | 62.1008 | 0.089425 | 894.2517 | 0.00065546 | 1.0768 | 4.0759 | 3 | 12.2278 | 1 | 0.10768 | 0.93017 | 0.2801 | 0.35415 | 6.837
2018-05-01 | 3.8646 | 2026 | 3.4169 | 2.8135 | 4.8276 |  | 0 | 0 | 0 | 0 | 0 | 24.43 |  | 2026 | 3.4169 | 2026 | 0 | 0 | 0 | 0 | 0 | 2026 | 0 | 0 | 0 | 0 | 0 | 0 |  |  | 500 | 310.5041 | 0.44713 | 4471.2585 | 0.0032773 | 5.3842 | 20.3797 | 3 | 61.1392 | 1 | 0.53842 | 0.93017 | 0.51536 | 0.35415 | 7.4016
2018-06-01 | 4.0792 | 2027 | 3.5179 | 2.8511 | 4.9231 |  | 0 | 0 | 0 | 0 | 0 | 24.43 |  | 2027 | 3.5179 | 2027 | 0 | 0 | 0 | 0 | 0 | 2027 | 0 | 0 | 0 | 0 | 0 | 0 |  |  | 1000 | 621.0081 | 0.89425 | 8942.517 | 0.0065546 | 10.7683 | 40.7595 | 3 | 122.2785 | 2 | 1.0768 | 0.93017 | 1.0307 | 0.53678 | 9.5151
2018-07-01 | 3.885 | 2028 | 3.6955 | 2.9938 | 5.212 |  | 0 | 0 | 0 | 0 | 0 | 24.43 |  | 2028 | 3.6955 | 2028 | 0 | 0 | 0 | 0 | 0 | 2028 | 0 | 0 | 0 | 0 | 0 | 0 |  |  | 2500 | 1552.5203 | 2.2356 | 22356.2925 | 0.016386 | 26.9209 | 101.8987 | 3 | 305.6962 | 3 | 2.6921 | 0.93017 | 2.1004 | 0.93017 | 13.9706
2018-08-01 | 4.0814 | 2029 | 3.8177 | 3.0721 | 5.4942 |  | 0 | 0 | 0 | 0 | 0 | 24.43 |  | 2029 | 3.8177 | 2029 | 0 | 0 | 0 | 0 | 0 | 2029 | 0 | 0 | 0 | 0 | 0 | 0 |  |  | 5000 | 3105.0406 | 4.4713 | 44712.5849 | 0.032773 | 53.8417 | 203.7975 | 3 | 611.3924 | 2 | 5.3842 | 0.93017 | 3.5347 | 1.4099 | 19.7154
2018-09-01 | 4.1325 | 2030 | 3.9162 | 3.1495 | 5.6743 |  | 0 | 0 | 0 | 0 | 0 | 24.43 |  | 2030 | 3.9162 | 2030 | 0 | 0 | 0 | 0 | 0 | 2030 | 0 | 0 | 0 | 0 | 0 | 0 |  |  | 10000 | 6210.0812 | 8.9425 | 89425.1698 | 0.065546 | 107.6835 | 407.5949 | 3 | 1222.7848 | 4 | 10.7683 | 1.4883 | 7.0693 | 2.137 | 34.3676
2018-10-01 | 4.4961 | 2031 | 4.0035 | 3.1786 | 5.8817 |  | 0 | 0 | 0 | 0 | 0 | 24.43 |  | 2031 | 4.0035 | 2031 | 0 | 0 | 0 | 0 | 0 | 2031 | 0 | 0 | 0 | 0 | 0 | 0 |  |  | 25000 | 15525.2031 | 22.3563 | 223562.9246 | 0.16386 | 269.2087 | 1018.9873 | 10 | 10189.8734 | n/a | 26.9209 | 2.9766 | 46.5086 | 3.7031 | 87.8726
2018-11-01 | 5.6702 | 2032 | 4.0383 | 3.1888 | 6.0719 |  | 0 | 0 | 0 | 0 | 0 | 24.43 |  | 2032 | 4.0383 | 2032 | 0 | 0 | 0 | 0 | 0 | 2032 | 0 | 0 | 0 | 0 | 0 | 0 |  |  | 50000 | 31050.4062 | 44.7126 | 447125.8491 | 0.32773 | 538.4174 | 2037.9747 | 7 | 14265.8227 | n/a | 53.8417 | 5.9531 | 55.8104 | 5.6128 | 122.4889
2018-12-01 | 5.6371 | 2033 | 4.1092 | 3.2689 | 6.2399 |  | 0 | 0 | 0 | 0 | 0 | 24.43 |  | 2033 | 4.1092 | 2033 | 0 | 0 | 0 | 0 | 0 | 2033 | 0 | 0 | 0 | 0 | 0 | 0
2019-01-01 | 4.3809 | 2034 | 4.1033 | 3.2663 | 6.3567 |  | 0 | 0 | 0 | 0 | 0 | 24.43 |  | 2034 | 4.1033 | 2034 | 0 | 0 | 0 | 0 | 0 | 2034 | 0 | 0 | 0 | 0 | 0 | 0
2019-02-01 | 3.7873 | 2035 | 4.101 | 3.2303 | 6.4226 |  | 0 | 0 | 0 | 0 | 0 | 24.43 |  | 2035 | 4.101 | 2035 | 0 | 0 | 0 | 0 | 0 | 2035 | 0 | 0 | 0 | 0 | 0 | 0
2019-03-01 | 4.1203 | 2036 | 4.1113 | 3.2153 | 6.6196 |  | 0 | 0 | 0 | 0 | 0 | 24.43 |  | 2036 | 4.1113 | 2036 | 0 | 0 | 0 | 0 | 0 | 2036 | 0 | 0 | 0 | 0 | 0 | 0
2019-04-01 | 3.6775 | 2037 | 4.1292 | 3.2101 | 6.6765 |  | 0 | 0 | 0 | 0 | 0 | 24.43 |  | 2037 | 4.1292 | 2037 | 0 | 0 | 0 | 0 | 0 | 2037 | 0 | 0 | 0 | 0 | 0 | 0
2019-05-01 | 3.6709 | 2038 | 4.1487 | 3.1857 | 6.7491 |  | 0 | 0 | 0 | 0 | 0 | 24.43 |  | 2038 | 4.1487 | 2038 | 0 | 0 | 0 | 0 | 0 | 2038 | 0 | 0 | 0 | 0 | 0 | 0 |  |  | January 2020 cost estimate
2019-06-01 | 3.3605 | 2039 | 4.1499 | 3.1954 | 6.874 |  | 0 | 0 | 0 | 0 | 0 | 24.43 |  | 2039 | 4.1499 | 2039 | 0 | 0 | 0 | 0 | 0 | 2039 | 0 | 0 | 0 | 0 | 0 | 0 |  |  | Gas Flow |  |  |  | LNG Rate |  |  | Storage Volume |  |  |  | Equipment Costs (MM$) |  |  | TIC
2019-07-01 | 3.3118 | 2040 | 4.1867 | 3.1699 | 7.0047 |  | 0 | 0 | 0 | 0 | 0 | 24.43 |  | 2040 | 4.1867 | 2040 | 0 | 0 | 0 | 0 | 0 | 2040 | 0 | 0 | 0 | 0 | 0 | 0 |  |  | Nm3/h | SCFM | MMSCFD | Therms/Day | mtpa | k gal/d | m3/d | Days | m3 | Bullets | Trucks/day | Vessel Unloading | Storage | Vaporization | (MM$)
2019-08-01 | 3.1256 | 2041 | 4.193 | 3.1296 | 6.9671 |  | 0 | 0 | 0 | 0 | 0 | 24.43 |  | 2041 | 4.193 | 2041 | 0 | 0 | 0 | 0 | 0 | 2041 | 0 | 0 | 0 | 0 | 0 | 0 |  |  | 10 | 6.2101 | 0.0089425 | 89.4252 | 6.5546e-05 | 0.10768 | 0.40759 | 3 | 1.2228 | 1 | 0.010768 | 0.5 | 0.15056 | 0.19037 | 3.6751
2019-09-01 | 3.6188 | 2042 | 4.1694 | 3.0653 | 6.8963 |  | 0 | 0 | 0 | 0 | 0 | 24.43 |  | 2042 | 4.1694 | 2042 | 0 | 0 | 0 | 0 | 0 | 2042 | 0 | 0 | 0 | 0 | 0 | 0 |  |  | 100 | 62.1008 | 0.089425 | 894.2517 | 0.00065546 | 1.0768 | 4.0759 | 3 | 12.2278 | 1 | 0.10768 | 0.5 | 0.15056 | 0.19037 | 3.6751
2019-10-01 | 3.2904 | 2043 | 4.1731 | 3.0418 | 6.8451 |  | 0 | 0 | 0 | 0 | 0 | 24.43 |  | 2043 | 4.1731 | 2043 | 0 | 0 | 0 | 0 | 0 | 2043 | 0 | 0 | 0 | 0 | 0 | 0 |  |  | 500 | 310.5041 | 0.44713 | 4471.2585 | 0.0032773 | 5.3842 | 20.3797 | 3 | 61.1392 | 1 | 0.53842 | 0.5 | 0.27702 | 0.19037 | 3.9786
2019-11-01 | 3.7348 | 2044 | 4.1085 | 3.021 | 6.9884 |  | 0 | 0 | 0 | 0 | 0 | 24.43 |  | 2044 | 4.1085 | 2044 | 0 | 0 | 0 | 0 | 0 | 2044 | 0 | 0 | 0 | 0 | 0 | 0 |  |  | 1000 | 621.0081 | 0.89425 | 8942.517 | 0.0065546 | 10.7683 | 40.7595 | 3 | 122.2785 | 2 | 1.0768 | 0.5 | 0.55405 | 0.28854 | 5.1147
2019-12-01 | 3.1287 | 2045 | 4.0768 | 3.0077 | 7.0289 |  | 0 | 0 | 0 | 0 | 0 | 24.43 |  | 2045 | 4.0768 | 2045 | 0 | 0 | 0 | 0 | 0 | 2045 | 0 | 0 | 0 | 0 | 0 | 0 |  |  | 2500 | 1552.5203 | 2.2356 | 22356.2925 | 0.016386 | 26.9209 | 101.8987 | 3 | 305.6962 | 3 | 2.6921 | 0.5 | 1.129 | 0.5 | 7.5097
2020-01-01 | 2.8426 | 2046 | 4.0649 | 2.9884 | 7.0875 |  | 0 | 0 | 0 | 0 | 0 | 24.43 |  | 2046 | 4.0649 | 2046 | 0 | 0 | 0 | 0 | 0 | 2046 | 0 | 0 | 0 | 0 | 0 | 0 |  |  | 5000 | 3105.0406 | 4.4713 | 44712.5849 | 0.032773 | 53.8417 | 203.7975 | 3 | 611.3924 | 2 | 5.3842 | 0.5 | 1.9 | 0.75786 | 10.5977
2020-02-01 | 2.7233 | 2047 | 4.0585 | 2.9465 | 7.1288 |  | 0 | 0 | 0 | 0 | 0 | 24.43 |  | 2047 | 4.0585 | 2047 | 0 | 0 | 0 | 0 | 0 | 2047 | 0 | 0 | 0 | 0 | 0 | 0 |  |  | 10000 | 6210.0812 | 8.9425 | 89425.1698 | 0.065546 | 107.6835 | 407.5949 | 3 | 1222.7848 | 4 | 10.7683 | 0.8 | 3.8 | 1.1487 | 18.4738
2020-03-01 | 2.5998 | 2048 | 4.0836 | 2.9518 | 7.1695 |  | 0 | 0 | 0 | 0 | 0 | 24.43 |  | 2048 | 4.0836 | 2048 | 0 | 0 | 0 | 0 | 0 | 2048 | 0 | 0 | 0 | 0 | 0 | 0 |  |  | 25000 | 15525.2031 | 22.3563 | 223562.9246 | 0.16386 | 269.2087 | 1018.9873 | 10 | 10189.8734 | n/a | 26.9209 | 1.6 | 25 | 1.9905 | 47.2346
2020-04-01 | 2.6307 | 2049 | 4.0592 | 2.9544 | 7.2499 |  | 0 | 0 | 0 | 0 | 0 | 24.43 |  | 2049 | 4.0592 | 2049 | 0 | 0 | 0 | 0 | 0 | 2049 | 0 | 0 | 0 | 0 | 0 | 0 |  |  | 50000 | 31050.4062 | 44.7126 | 447125.8491 | 0.32773 | 538.4174 | 2037.9747 | 7 | 14265.8227 | n/a | 53.8417 | 3.2 | 30 | 3.0171 | 65.842
2020-05-01 | 2.6024 | 2050 | 4.0517 | 2.963 | 7.3179 |  | 0 | 0 | 0 | 0 | 0 | 24.43 |  | 2050 | 4.0517 | 2050 | 0 | 0 | 0 | 0 | 0 | 2050 | 0 | 0 | 0 | 0 | 0 | 0
2020-06-01 | 2.3909 | [14 empty] | n/a | 0 | 0 | 0 | 0 | 0 | n/a | 0 | 0 | 0 | 0 | 0
2020-07-01 | 2.5721
2020-08-01 | 3.3199 | [29 empty] | Selection Restriction
2020-09-01 | 2.7544 | [30 empty] | 2035 | 2040 | 2045 | 2050 | n/a
2020-10-01 | 3.4112 | [30 empty] | Expansion 1 | Expansion 2 | Expansion 3 | Expansion 4 | Expansion 5
2020-11-01 | 3.6914 | [29 empty] | Demand: | 25688.7749 | 25688.7749 | 25688.7749 | 25688.7749 | 0
2020-12-01 | 3.6229 | [29 empty] | Pick: | 0 | 0 | 0 | 0 | 0
2021-01-01 | 3.7112 | [30 empty] | 89.4252 | 89.4252 | 89.4252 | 89.4252 | 0
2021-02-01 | 7.1247 | [30 empty] | 894.2517 | 894.2517 | 894.2517 | 894.2517 | 0
2021-03-01 | 3.4177 | [30 empty] | 4471.2585 | 4471.2585 | 4471.2585 | 4471.2585 | 0
2021-04-01 | 3.4237 | [30 empty] | 8942.517 | 8942.517 | 8942.517 | 8942.517 | 0
2021-05-01 | 3.6289 | [30 empty] | 22356.2925 | 22356.2925 | 22356.2925 | 22356.2925 | 0
2021-06-01 | 3.9943 | [30 empty] | 0 | 0 | 0 | 0 | 0
2021-07-01 | 4.6451 | [30 empty] | 0 | 0 | 0 | 0 | 0
2021-08-01 | 4.8903
2021-09-01 | 6.1404
2021-10-01 | 6.4264
2021-11-01 | 5.8216
2021-12-01 | 4.3695
2022-01-01 | 4.9462
2022-02-01 | 5.1683
2022-03-01 | 5.2853
2022-04-01 | 6.9742
2022-05-01 | 8.3532
2022-06-01 | 7.7

## 6. LNG- ISO
Commodity Inputs & Conversions:
[7 empty] | MMBTU/therm | 0.1
[7 empty] | Upstream, delivery, liquefaction, ISO transportation | 24.43
Historical Prices |  |  | Supply from California |  |  | Upstream, delivery, liquefaction, ISO transportation |  |  |  | Selected Commodity Cost | Cost at Offtake
|  |  | Reference | Low | High
| HH |  | 1 | 2 | 3 |  |  |  |  | Selected Commodity Case | Commodity & Variable Costs
| $ 2022 /mmbtu |  | $ 2022 /mmbtu | $ 2022 /mmbtu | $ 2022 /mmbtu |  | $ 2022 /mmbtu |  |  | $ 2022 / mmbtu | $ 2022 / therm
2018-01-01 | 5.4845 | 2022 | 6.4547 | 6.4547 | 6.4547 |  | 24.43 |  | 2022 | 6.4547 | 3.0885
2018-02-01 | 3.7573 | 2023 | 4.9625 | 4.9625 | 4.9625 |  | 24.43 |  | 2023 | 4.9625 | 2.9393
2018-03-01 | 3.7854 | 2024 | 3.6208 | 3.079 | 4.7268 |  | 24.43 |  | 2024 | 3.6208 | 2.8051
2018-04-01 | 3.9205 | 2025 | 3.4404 | 2.8775 | 4.7126 |  | 24.43 |  | 2025 | 3.4404 | 2.787
2018-05-01 | 3.8646 | 2026 | 3.4169 | 2.8135 | 4.8276 |  | 24.43 |  | 2026 | 3.4169 | 2.7847
2018-06-01 | 4.0792 | 2027 | 3.5179 | 2.8511 | 4.9231 |  | 24.43 |  | 2027 | 3.5179 | 2.7948
2018-07-01 | 3.885 | 2028 | 3.6955 | 2.9938 | 5.212 |  | 24.43 |  | 2028 | 3.6955 | 2.8125
2018-08-01 | 4.0814 | 2029 | 3.8177 | 3.0721 | 5.4942 |  | 24.43 |  | 2029 | 3.8177 | 2.8248
2018-09-01 | 4.1325 | 2030 | 3.9162 | 3.1495 | 5.6743 |  | 24.43 |  | 2030 | 3.9162 | 2.8346
2018-10-01 | 4.4961 | 2031 | 4.0035 | 3.1786 | 5.8817 |  | 24.43 |  | 2031 | 4.0035 | 2.8433
2018-11-01 | 5.6702 | 2032 | 4.0383 | 3.1888 | 6.0719 |  | 24.43 |  | 2032 | 4.0383 | 2.8468
2018-12-01 | 5.6371 | 2033 | 4.1092 | 3.2689 | 6.2399 |  | 24.43 |  | 2033 | 4.1092 | 2.8539
2019-01-01 | 4.3809 | 2034 | 4.1033 | 3.2663 | 6.3567 |  | 24.43 |  | 2034 | 4.1033 | 2.8533
2019-02-01 | 3.7873 | 2035 | 4.101 | 3.2303 | 6.4226 |  | 24.43 |  | 2035 | 4.101 | 2.8531
2019-03-01 | 4.1203 | 2036 | 4.1113 | 3.2153 | 6.6196 |  | 24.43 |  | 2036 | 4.1113 | 2.8541
2019-04-01 | 3.6775 | 2037 | 4.1292 | 3.2101 | 6.6765 |  | 24.43 |  | 2037 | 4.1292 | 2.8559
2019-05-01 | 3.6709 | 2038 | 4.1487 | 3.1857 | 6.7491 |  | 24.43 |  | 2038 | 4.1487 | 2.8579
2019-06-01 | 3.3605 | 2039 | 4.1499 | 3.1954 | 6.874 |  | 24.43 |  | 2039 | 4.1499 | 2.858
2019-07-01 | 3.3118 | 2040 | 4.1867 | 3.1699 | 7.0047 |  | 24.43 |  | 2040 | 4.1867 | 2.8617
2019-08-01 | 3.1256 | 2041 | 4.193 | 3.1296 | 6.9671 |  | 24.43 |  | 2041 | 4.193 | 2.8623
2019-09-01 | 3.6188 | 2042 | 4.1694 | 3.0653 | 6.8963 |  | 24.43 |  | 2042 | 4.1694 | 2.8599
2019-10-01 | 3.2904 | 2043 | 4.1731 | 3.0418 | 6.8451 |  | 24.43 |  | 2043 | 4.1731 | 2.8603
2019-11-01 | 3.7348 | 2044 | 4.1085 | 3.021 | 6.9884 |  | 24.43 |  | 2044 | 4.1085 | 2.8539
2019-12-01 | 3.1287 | 2045 | 4.0768 | 3.0077 | 7.0289 |  | 24.43 |  | 2045 | 4.0768 | 2.8507
2020-01-01 | 2.8426 | 2046 | 4.0649 | 2.9884 | 7.0875 |  | 24.43 |  | 2046 | 4.0649 | 2.8495
2020-02-01 | 2.7233 | 2047 | 4.0585 | 2.9465 | 7.1288 |  | 24.43 |  | 2047 | 4.0585 | 2.8488
2020-03-01 | 2.5998 | 2048 | 4.0836 | 2.9518 | 7.1695 |  | 24.43 |  | 2048 | 4.0836 | 2.8514
2020-04-01 | 2.6307 | 2049 | 4.0592 | 2.9544 | 7.2499 |  | 24.43 |  | 2049 | 4.0592 | 2.8489
2020-05-01 | 2.6024 | 2050 | 4.0517 | 2.963 | 7.3179 |  | 24.43 |  | 2050 | 4.0517 | 2.8482
2020-06-01 | 2.3909 | n/a
2020-07-01 | 2.5721
2020-08-01 | 3.3199
2020-09-01 | 2.7544
2020-10-01 | 3.4112
2020-11-01 | 3.6914
2020-12-01 | 3.6229
2021-01-01 | 3.7112
2021-02-01 | 7.1247
2021-03-01 | 3.4177
2021-04-01 | 3.4237
2021-05-01 | 3.6289
2021-06-01 | 3.9943
2021-07-01 | 4.6451
2021-08-01 | 4.8903
2021-09-01 | 6.1404
2021-10-01 | 6.4264
2021-11-01 | 5.8216
2021-12-01 | 4.3695
2022-01-01 | 4.9462
2022-02-01 | 5.1683
2022-03-01 | 5.2853
2022-04-01 | 6.9742
2022-05-01 | 8.3532
2022-06-01 | 7.7

## 7a. Green Hydrogen
| In Real $2022 | [7 empty] | Input Year: | 2045
Year | Reference Case | Power | Electrolyzer |  |  | Conversion: |  |  |  | Power Price Choice: | Electrolyzer Cost: |  |  | 100 MW Electrolyzer by In-Service Date (efficiency improvements)
approx. |  | $/MWh | $mln |  | Calorific Value: | 60920 | btu/lb H2 |  |  | $/MWh | $mln | [5 empty] | Pipeline ($/therm): | 0.15
0 | 2030 | 98.5 | 85 |  | Pounds/kg | 2.2046 | lb/kg |  |  | 86.7 | Reference |  |  | Year | Power Price | Capex | LCOE | LCOE + pipeline | Production - 1 Electrolyzer
0 | 2035 | 91.7 | 71.9 |  | Calorific Value: | 0.13431 | mmbtu/H2 kg |  |  | 70 | -20% |  |  |  | $/MwH | Case | $/therm | $/therm | therms/day
0 | 2040 | 89.4 | 60.8 |  | Calorific Value: | 1.3431 | therms/H2 kg |  |  | 50 | +20% | 1 | 0 | 2030 | 98.5 | Reference | 4.2813 | 4.4313 | 43743.8204
1 | 2045 | 86.7 | 51.4 | [8 empty] | 2 | 0 | 2030 | 70 | Reference | 2.9485 | 3.0985 | 43743.8204
[12 empty] | 3 | 0 | 2030 | 50 | Reference | 2.0103 | 2.1603 | 43743.8204
| $/kg |  |  |  | $/therm | [6 empty] | 4 | 0 | 2030 | 98.5 | -20% | 4.1845 | 4.3345 | 43743.8204
| 2030 |  |  |  | 2030 | [6 empty] | 5 | 0 | 2030 | 70 | -20% | 2.8443 | 2.9943 | 43743.8204
|  | 100 MW Electrolyzer Cost ($ mln) |  |  |  | 100 MW Electrolyzer Cost | [5 empty] | 6 | 0 | 2030 | 50 | -20% | 1.9061 | 2.0561 | 43743.8204
| Power Price ($/MWh) | Reference | -20% | +20% | Power Price ($/MWh) | Reference | -20% | +20% |  |  |  | 7 | 0 | 2030 | 98.5 | +20% | 4.3855 | 4.5355 | 43743.8204
| 98.5 | 5.75 | 5.62 | 5.89 | 98.5 | 4.2813 | 4.1845 | 4.3855 |  |  |  | 8 | 0 | 2030 | 70 | +20% | 3.0453 | 3.1953 | 43743.8204
| 70 | 3.96 | 3.82 | 4.09 | 70 | 2.9485 | 2.8443 | 3.0453 |  |  |  | 9 | 0 | 2030 | 50 | +20% | 2.1071 | 2.2571 | 43743.8204
| 50 | 2.7 | 2.56 | 2.83 | 50 | 2.0103 | 1.9061 | 2.1071 |  |  |  | 10 | 0 | 2035 | 91.7 | Reference | 3.775 | 3.925 | 44678.3793
[12 empty] | 11 | 0 | 2035 | 70 | Reference | 2.7773 | 2.9273 | 44678.3793
[12 empty] | 12 | 0 | 2035 | 50 | Reference | 1.8614 | 2.0114 | 44678.3793
| 2035 |  |  |  | 2035 | [6 empty] | 13 | 0 | 2035 | 91.7 | -20% | 3.6931 | 3.8431 | 44678.3793
|  | 100 MW Electrolyzer Cost ($ mln) |  |  |  | 100 MW Electrolyzer Cost | [5 empty] | 14 | 0 | 2035 | 70 | -20% | 2.6953 | 2.8453 | 44678.3793
| Power Price ($/MWh) | Reference | -20% | +20% | Power Price ($/MWh) | Reference | -20% | +20% |  |  |  | 15 | 0 | 2035 | 50 | -20% | 1.7721 | 1.9221 | 44678.3793
| 91.7 | 5.07 | 4.96 | 5.18 | 91.7 | 3.775 | 3.6931 | 3.8569 |  |  |  | 16 | 0 | 2035 | 91.7 | +20% | 3.8569 | 4.0069 | 44678.3793
| 70 | 3.73 | 3.62 | 3.84 | 70 | 2.7773 | 2.6953 | 2.8592 |  |  |  | 17 | 0 | 2035 | 70 | +20% | 2.8592 | 3.0092 | 44678.3793
| 50 | 2.5 | 2.38 | 2.61 | 50 | 1.8614 | 1.7721 | 1.9433 |  |  |  | 18 | 0 | 2035 | 50 | +20% | 1.9433 | 2.0933 | 44678.3793
[12 empty] | 19 | 0 | 2040 | 89.4 | Reference | 3.4995 | 3.6495 | 45632.9046
[12 empty] | 20 | 0 | 2040 | 70 | Reference | 2.6209 | 2.7709 | 45632.9046
| 2040 |  |  |  | 2040 | [6 empty] | 21 | 0 | 2040 | 50 | Reference | 1.7274 | 1.8774 | 45632.9046
|  | 100 MW Electrolyzer Cost ($ mln) |  |  |  | 100 MW Electrolyzer Cost | [5 empty] | 22 | 0 | 2040 | 89.4 | -20% | 3.425 | 3.575 | 45632.9046
| Power Price ($/MWh) | Reference | -20% | +20% | Power Price ($/MWh) | Reference | -20% | +20% |  |  |  | 23 | 0 | 2040 | 70 | -20% | 2.5464 | 2.6964 | 45632.9046
| 89.4 | 4.7 | 4.6 | 4.79 | 89.4 | 3.4995 | 3.425 | 3.5665 |  |  |  | 24 | 0 | 2040 | 50 | -20% | 1.6529 | 1.8029 | 45632.9046
| 70 | 3.52 | 3.42 | 3.62 | 70 | 2.6209 | 2.5464 | 2.6953 |  |  |  | 25 | 0 | 2040 | 89.4 | +20% | 3.5665 | 3.7165 | 45632.9046
| 50 | 2.32 | 2.22 | 2.41 | 50 | 1.7274 | 1.6529 | 1.7944 |  |  |  | 26 | 0 | 2040 | 70 | +20% | 2.6953 | 2.8453 | 45632.9046
[12 empty] | 27 | 0 | 2040 | 50 | +20% | 1.7944 | 1.9444 | 45632.9046
[12 empty] | 28 | 0 | 2045 | 86.7 | Reference | 3.224 | 3.374 | 46607.8226
| 2045 |  |  |  | 2045 | [6 empty] | 29 | 0 | 2045 | 70 | Reference | 2.4869 | 2.6369 | 46607.8226
|  | 100 MW Electrolyzer Cost ($ mln) |  |  |  | 100 MW Electrolyzer Cost | [5 empty] | 30 | 0 | 2045 | 50 | Reference | 1.6083 | 1.7583 | 46607.8226
| Power Price ($/MWh) | Reference | -20% | +20% | Power Price ($/MWh) | Reference | -20% | +20% |  |  |  | 31 | 0 | 2045 | 86.7 | -20% | 3.1644 | 3.3144 | 46607.8226
| 86.7 | 4.33 | 4.25 | 4.41 | 86.7 | 3.224 | 3.1644 | 3.2836 |  |  |  | 32 | 0 | 2045 | 70 | -20% | 2.4347 | 2.5847 | 46607.8226
| 70 | 3.34 | 3.27 | 3.42 | 70 | 2.4869 | 2.4347 | 2.5464 |  |  |  | 33 | 0 | 2045 | 50 | -20% | 1.5487 | 1.6987 | 46607.8226
| 50 | 2.16 | 2.08 | 2.24 | 50 | 1.6083 | 1.5487 | 1.6678 |  |  |  | 34 | 0 | 2045 | 86.7 | +20% | 3.2836 | 3.4336 | 46607.8226
[12 empty] | 35 | 0 | 2045 | 70 | +20% | 2.5464 | 2.6964 | 46607.8226
[12 empty] | 36 | 0 | 2045 | 50 | +20% | 1.6678 | 1.8178 | 46607.8226

## 7b.GH Assumptions
Source:
https://www.cpuc.ca.gov/-/media/cpuc-website/industries-and-topics/documents/energy/rps/2021-padilla-report_final.pdf
Power Requirement |  |  | Forecasted Levelized Cost Hawaii |  |  |  | Supply Agreements (HI PUC Annual Report 2021)
Electrolyzer Power Requirement | 643861.913 | MWh/y | Base Year 2021 | Wind | Solar | W.A. Renewable | OAHU Facility Name | Capacity (MW) | Energy | In-service Date | FY 2021 $ per kWh | FY 2021 $ per MWh
Utilization | 70% |  |  | $/ MWh | $/ MWh | $/ MWh
|  |  | 2019 | 139.3 | 129.3635 | 133.8701 | Kahuku Wind Power | 30 | Wind | <2015 | 0.2144 | 214.4
Capacity | 0.4 |  | 2025 | 116.1066 | 79.1705 | 95.9224 | Kawailoa Wind | 69 | WInd | <2015 | 0.2292 | 229.2
Power Requirement | 183.7505 |  | 2030 | 108.5844 | 66.4281 | 85.5477 | Kalaeloa Renewable Energy Park | 5 | Solar | <2015 | 0.216 | 216
|  |  | 2035 | 100.087 | 62.7413 | 79.6791 | Kalaeloa Solar Two | 5 | Solar | <2015 | 0.2385 | 238.5
|  |  | 2040 | 97.719 | 61.0596 | 77.6861 | Kapolei Sustainable Energy Park | 1 | Solar | <2015 | 0.236 | 236
|  |  | 2045 | 97.51 | 56.9199 | 75.3291 | Waianae Solar | 27.6 | Solar | 2017 | 0.145 | 145
|  |  | 2050 | 99.9478 | 53.7505 | 74.7028 | Kawailoa Solar | 49 | Solar | 2019 | 0.1273 | 127.3
[7 empty] | Lanikuhana Solar | 14.7 | Solar | 2019 | 0.1305 | 130.5
[7 empty] | Waipio PV | 45.9 | Solar | 2019 | 0.1218 | 121.8
[7 empty] | Na Pua Makani Power Partners | 24 | Wind | 2020 | 0.1393 | 139.3
[7 empty] | Weighted Average after 2015: |  |  |  | 0.13084 | 132.78
[7 empty] | Hawaii Wind PP | 0.45354 | %
[7 empty] | Hawaii Solar PP | 0.54646 | %
[7 empty] | Wind Price ($/MWh) | 139.3 | > 2015
[7 empty] | Solar Price ($/MWh) | 129.3635 | > 2015
https://www.bp.com/en/global/corporate/energy-economics/energy-outlook/renewable-energy.html?sectionSlug=page-8-section-1
BP Energy Outlook (2022) Change in Levelized Cost of Energy Wind & Solar
[7 empty] | Change relative to 2019, % |  | 2019 | 2025 | 2030 | 2035 | 2040 | 2045 | 2050
[7 empty] | Solar | Minimum | 0% | -42.1% | -54.4% | -63.5% | -69.3% | -72.8% | -75.4%
[8 empty] | Maximum | 0% | -35.5% | -42.9% | -39.5% | -36.3% | -39.2% | -41.5%
[7 empty] | Wind | Minimum | 0% | -19.2% | -25.8% | -31.7% | -32.5% | -31.9% | -30.4%
[8 empty] | Maximum | 0% | -14.1% | -18.3% | -24.6% | -27.2% | -28.1% | -26.1%
[10 empty] | 2025 | 2030 | 2035 | 2040 | 2045 | 2050
[7 empty] | Average Solar |  |  | -38.8% | -48.65% | -51.5% | -52.8% | -56% | -58.45%
[7 empty] | Average Wind |  |  | -16.65% | -22.05% | -28.15% | -29.85% | -30% | -28.25%

## 8a. RNG
|  |  |  | mln therms/year | therms/day |  |  | Landfill Gas | WWTP, LFG, & AgCrop |  |  |  | 6% |  |  | CDW
| Honouliuli Waste Water Treatment: |  |  | 0.8 | 2191.7808 |  |  | Waimanalo |  |  |  |  | 50%
| WWTP | (Table ES1) |  | 1 | 2739.726 |  |  | Methane-Production | Volume | Marginal Price | Land Lease | Midstream |  | Cost of Supply |  | Volume | Marginal Price | Land Lease | Midstream | Cost of Supply
| LFG | Kapaa & Kalaheo (Table 6) |  | 0.61 | 1671.2329 |  |  | mmcf/y | % | $/therm | $/therm | $/therm | $/therm | $/therm |  | % | $/therm | $/therm | $/therm | $/therm
| LFG | Waimanalo (HNEI Table 6) |  | 1.77 | 4849.3151 |  | 2015 | 208.4 | 20% | 2.3091 | 0.3 | 0 | -0.078273 | 2.5308 |  | 20% | 3.2232 | 0.3 | 0 | 3.5232
| CDW | CDW (HNEI p 24) |  | 28.5 | 78082.1918 |  | 2016 | 181.5 | 40% | 2.7419 | 0.3 | 0 | -0.091257 | 2.9506 |  | 40% | 4.4762 | 0.3 | 0 | 4.7762
| AgCrop | B&V Estimate |  | 1 | 2739.726 |  | 2017 | 191.9 | 100% | 3.3506 | 0.3 | 0 | -0.10952 | 3.5411 |  | 60% | 5.7292 | 0.3 | 0 | 6.0292
| MSW - limited 35% in Oahu is recycled, remaineder sent to H-Power & Waimanalo Landfill | [5 empty] | 2018 | 176.8 | [7 empty] | 80% | 6.9822 | 0.3 | 0 | 7.2822
|  |  |  | Cummulative Supply in therms/day |  |  | Decline: | -4.028% | [7 empty] | 100% | 8.2351 | 0.3 | 0 | 8.5351
|  |  |  | Cumulative Volume and Marginal Price for LFG, WWTP, AgCrop $/therm | [7 empty] | Cumulative Volume and Marginal Price for CDW $/therm
| Maximum WWTP, Landfill Gas & AgCrop |  | Exist. WWTP | LFG, WWTP, AgCrop (1) | LFG, WWTP, AgCrop (2) | LFG, WWTP, AgCrop (3) |  |  | Maximum CDW |  |  | CDW Exp. 1 | CDW Exp. 2 | CDW Exp. 3 | CDW Exp. 4 | CDW Exp. 5
|  | vol: |  | 20% | 40% | 100% |  |  |  |  | vol: | 20% | 40% | 60% | 80% | 100%
|  | price: | 2.5308 | 2.5308 | 2.9506 | 3.5411 |  |  |  |  | price: | 3.5232 | 4.7762 | 6.0292 | 7.2822 | 8.5351
| therms/day | [6 empty] | Total Volume | therms/day | [8 empty] | Volume
2022 | 11264.6912 | 2022 | 2191.7808 | 0 | 0 | 0 | 2022 | 2191.7808 | 78082.1918 |  | 2022 | 0 | 0 | 0 | 0 | 0 | 2022 | 0
2023 | 11098.9935 | 2023 | 2191.7808 | 0 | 0 | 0 | 2023 | 2191.7808 | 78082.1918 |  | 2023 | 0 | 0 | 0 | 0 | 0 | 2023 | 0
2024 | 10939.9695 | 2024 | 2191.7808 | 0 | 0 | 0 | 2024 | 2191.7808 | 78082.1918 |  | 2024 | 0 | 0 | 0 | 0 | 0 | 2024 | 0
2025 | 10787.3504 | 2025 | 2191.7808 | 2157.4701 | 0 | 0 | 2025 | 4349.2509 | 78082.1918 |  | 2025 | 0 | 0 | 0 | 0 | 0 | 2025 | 0
2026 | 10640.8783 | 2026 | 2191.7808 | 2157.4701 | 0 | 0 | 2026 | 4349.2509 | 78082.1918 |  | 2026 | 0 | 0 | 0 | 0 | 0 | 2026 | 0
2027 | 10500.3056 | 2027 | 2191.7808 | 2157.4701 | 0 | 0 | 2027 | 4349.2509 | 78082.1918 |  | 2027 | 0 | 0 | 0 | 0 | 0 | 2027 | 0
2028 | 10365.3947 | 2028 | 2191.7808 | 2157.4701 | 0 | 0 | 2028 | 4349.2509 | 78082.1918 |  | 2028 | 0 | 0 | 0 | 0 | 0 | 2028 | 0
2029 | 10235.9175 | 2029 | 2191.7808 | 2157.4701 | 0 | 0 | 2029 | 4349.2509 | 78082.1918 |  | 2029 | 0 | 0 | 0 | 0 | 0 | 2029 | 0
2030 | 10111.6552 | 2030 | 2191.7808 | 2157.4701 | 3235.7296 | 0 | 2030 | 7584.9806 | 78082.1918 |  | 2030 | 0 | 0 | 0 | 0 | 0 | 2030 | 0
2031 | 9992.3977 | 2031 | 2191.7808 | 2157.4701 | 3235.7296 | 0 | 2031 | 7584.9806 | 78082.1918 |  | 2031 | 0 | 0 | 0 | 0 | 0 | 2031 | 0
2032 | 9877.9435 | 2032 | 2191.7808 | 2157.4701 | 3235.7296 | 0 | 2032 | 7584.9806 | 78082.1918 |  | 2032 | 0 | 0 | 0 | 0 | 0 | 2032 | 0
2033 | 9768.0991 | 2033 | 2191.7808 | 2157.4701 | 3235.7296 | 0 | 2033 | 7584.9806 | 78082.1918 |  | 2033 | 0 | 0 | 0 | 0 | 0 | 2033 | 0
2034 | 9662.6789 | 2034 | 2191.7808 | 2157.4701 | 3235.7296 | 0 | 2034 | 7584.9806 | 78082.1918 |  | 2034 | 0 | 0 | 0 | 0 | 0 | 2034 | 0
2035 | 9561.5046 | 2035 | 2191.7808 | 2157.4701 | 3235.7296 | 4168.3048 | 2035 | 11753.2854 | 78082.1918 |  | 2035 | 0 | 0 | 0 | 0 | 0 | 2035 | 0
2036 | 9464.4052 | 2036 | 2191.7808 | 2157.4701 | 3235.7296 | 4071.2055 | 2036 | 11656.1861 | 78082.1918 |  | 2036 | 0 | 0 | 0 | 0 | 0 | 2036 | 0
2037 | 9371.2167 | 2037 | 2191.7808 | 2157.4701 | 3235.7296 | 3978.017 | 2037 | 11562.9975 | 78082.1918 |  | 2037 | 0 | 0 | 0 | 0 | 0 | 2037 | 0
2038 | 9281.7815 | 2038 | 2191.7808 | 2157.4701 | 3235.7296 | 3888.5818 | 2038 | 11473.5623 | 78082.1918 |  | 2038 | 0 | 0 | 0 | 0 | 0 | 2038 | 0
2039 | 9195.9484 | 2039 | 2191.7808 | 2157.4701 | 3235.7296 | 3802.7487 | 2039 | 11387.7293 | 78082.1918 |  | 2039 | 0 | 0 | 0 | 0 | 0 | 2039 | 0
2040 | 9113.5724 | 2040 | 2191.7808 | 2157.4701 | 3235.7296 | 3720.3727 | 2040 | 11305.3532 | 78082.1918 |  | 2040 | 15616.4384 | 0 | 0 | 0 | 0 | 2040 | 15616.4384
2041 | 9034.5142 | 2041 | 2191.7808 | 2157.4701 | 3235.7296 | 3641.3145 | 2041 | 11226.295 | 78082.1918 |  | 2041 | 15616.4384 | 0 | 0 | 0 | 0 | 2041 | 15616.4384
2042 | 8958.6402 | 2042 | 2191.7808 | 2157.4701 | 3235.7296 | 3565.4405 | 2042 | 11150.421 | 78082.1918 |  | 2042 | 15616.4384 | 0 | 0 | 0 | 0 | 2042 | 15616.4384
2043 | 8885.8221 | 2043 | 2191.7808 | 2157.4701 | 3235.7296 | 3492.6224 | 2043 | 11077.6029 | 78082.1918 |  | 2043 | 15616.4384 | 0 | 0 | 0 | 0 | 2043 | 15616.4384
2044 | 8815.9369 | 2044 | 2191.7808 | 2157.4701 | 3235.7296 | 3422.7371 | 2044 | 11007.7177 | 78082.1918 |  | 2044 | 15616.4384 | 0 | 0 | 0 | 0 | 2044 | 15616.4384
2045 | 8748.8664 | 2045 | 2191.7808 | 2157.4701 | 3235.7296 | 3355.6667 | 2045 | 10940.6472 | 78082.1918 |  | 2045 | 15616.4384 | 0 | 0 | 0 | 0 | 2045 | 15616.4384
2046 | 8684.4973 | 2046 | 2191.7808 | 2157.4701 | 3235.7296 | 3291.2975 | 2046 | 10876.2781 | 78082.1918 |  | 2046 | 15616.4384 | 0 | 0 | 0 | 0 | 2046 | 15616.4384
2047 | 8622.7207 | 2047 | 2191.7808 | 2157.4701 | 3235.7296 | 3229.521 | 2047 | 10814.5015 | 78082.1918 |  | 2047 | 15616.4384 | 0 | 0 | 0 | 0 | 2047 | 15616.4384
2048 | 8563.4323 | 2048 | 2191.7808 | 2157.4701 | 3235.7296 | 3170.2325 | 2048 | 10755.2131 | 78082.1918 |  | 2048 | 15616.4384 | 0 | 0 | 0 | 0 | 2048 | 15616.4384
2049 | 8506.5318 | 2049 | 2191.7808 | 2157.4701 | 3235.7296 | 3113.332 | 2049 | 10698.3126 | 78082.1918 |  | 2049 | 15616.4384 | 0 | 0 | 0 | 0 | 2049 | 15616.4384
2050 | 8451.923 | 2050 | 2191.7808 | 2157.4701 | 3235.7296 | 3058.7233 | 2050 | 10643.7039 | 78082.1918 |  | 2050 | 15616.4384 | 0 | 0 | 0 | 0 | 2050 | 15616.4384
n/a |  | n/a |  | 0 | 0 | 0 |  |  |  |  | n/a
|  |  | 2191.7808 | 2011.9061 | 2045.7103
|  |  |  | 0.18651 | 0.20231

## 8b. RNG S.C.
Landfill Gas Supply Curve (AGF) |  |  | Predicted | [6 empty] | LFG & WWG |  |  | Combined RNG Supply Curve (AGF) |  |  |  |  | General
Vol | Cost |  | Vol | Percentile | Percentile Volume | Intercept | Coeff LN | Cost 2019 | Cost in 2022 | Volume | Price | Marginal | Vol | Cost | Percentile | Cost 2019 | Cost in 2022 | Volume | Price | Marginal
tr. BTU | $/mmbtu |  | tr. BTU |  | LFG: | -7.4293 | 3.7663 | $/mmbtu | $/mmbtu |  |  | w. HI Multiple | tr. BTU | $/mmbtu |  | $/mmbtu | $/mmbtu |  |  | w. HI Multiple
29.0076 | 7.0699 |  | 0.001 |  | tr. BTU |  |  | 2019-12-01 | 2022-06-01 |  |  |  | 25.5323 | 6.7031 |  | 2019-12-01 | 2022-06-01
74.0458 | 9.2216 | 1 | 28.3979 | 0% | 28.3979 |  |  | 5.1739 | 7.2918 | 0% | 7.2918 |  | 49.508 | 6.9214
87.7863 | 9.4196 | 2 | 56.7949 | 20% | 193.1002 |  |  | 12.3935 | 17.4667 | 20% | 17.4667 | 23.091 | 63.9874 | 7.4454 | 20% | 17.3 | 24.3816 | 20% | 24.3816 | 32.2325
168.7023 | 11.3037 | 3 | 85.1918 | 40% | 357.8025 |  |  | 14.7165 | 20.7405 | 40% | 20.7405 | 27.419 | 80.9323 | 8.2751 | 40% | 24.025 | 33.8594 | 40% | 33.8594 | 44.7622
176.3359 | 11.701 | 4 | 113.5888 | 100% | 851.9094 |  |  | 17.9837 | 25.3452 | 100% | 25.3452 | 33.5064 | 100.28 | 9.1485 | 60% | 30.75 | 43.3373 | 60% | 43.3373 | 57.2919
182.4427 | 12.3636 | 5 | 141.9857 | 100% | 851.9094 |  |  | 17.9837 | 25.3452 |  |  |  | 114.7176 | 9.4978 | 80% | 37.475 | 52.8151 | 80% | 52.8151 | 69.8215
193.1298 | 12.7607 | 6 | 170.3827 | [9 empty] | 148.3985 | 10.2838 | 100% | 44.2 | 62.2929 | 100% | 62.2929 | 82.3512
209.9237 | 12.8259 | 7 | 198.7796 | [9 empty] | 174.871 | 10.9389
253.4351 | 12.8893 | 8 | 227.1766 | [9 empty] | 201.333 | 11.5502
290.0763 | 12.9531 | 9 | 255.5735 | [9 empty] | 211.0487 | 12.1616
291.6031 | 13.0856 | 10 | 283.9705 | [9 empty] | 223.1566 | 12.7729
319.8473 | 13.5479 | 11 | 312.3674 | [9 empty] | 249.4933 | 12.8603
320.6107 | 13.7798 | 12 | 340.7644 | [9 empty] | 280.6042 | 12.9039
364.8855 | 13.9758 | 13 | 369.1613 | [9 empty] | 326.0797 | 12.9913
369.4656 | 14.1413 | 14 | 397.5583 | [9 empty] | 345.2811 | 13.2533
393.8931 | 14.438 | 15 | 425.9552 | [9 empty] | 364.5035 | 13.6026
396.1832 | 14.6367 | 16 | 454.3521 | [9 empty] | 374.146 | 13.9083
440.458 | 14.8658 | 17 | 482.7491 | [9 empty] | 410.0625 | 14.0393
449.6183 | 15.0973 | 18 | 511.146 | [9 empty] | 441.2779 | 14.5197
461.0687 | 15.2954 | 19 | 539.543 | [9 empty] | 453.3336 | 14.9127
474.8092 | 15.3939 | 20 | 567.9399 | [9 empty] | 498.7986 | 14.9563
480.916 | 15.7582 | 21 | 596.3369 | [9 empty] | 510.8543 | 15.3493
489.313 | 15.7576 | 22 | 624.7338 | [9 empty] | 530.0976 | 15.786
513.7405 | 16.2201 | 23 | 653.1308 | [9 empty] | 563.7158 | 16.31
525.9542 | 16.4182 | 24 | 681.5277 | [9 empty] | 599.6532 | 16.5284
665.6489 | 16.7404 | 25 | 709.9247 | [9 empty] | 649.9133 | 16.6157
668.7023 | 17.0385 | 26 | 738.3216 | [9 empty] | 707.3609 | 16.7467
674.8092 | 17.4028 | 27 | 766.7186 | [9 empty] | 719.3749 | 16.9651
700 | 17.4343 | 28 | 795.1155 | [9 empty] | 726.6773 | 17.4891
729.771 | 17.5649 | 29 | 823.5125 | [9 empty] | 757.7882 | 17.5328
742.7481 | 17.5972 | 30 | 851.9094 | [9 empty] | 798.4998 | 17.7074
758.7786 | 17.5961 | [11 empty] | 860.7948 | 18.1004
764.1221 | 18.0267 | [11 empty] | 911.0654 | 18.2314
766.4122 | 18.5569 | [11 empty] | 951.7457 | 18.2751
790.8397 | 18.6216 | [11 empty] | 992.426 | 18.3188
801.5267 | 18.8529 | [11 empty] | 1037.891 | 18.3624
829.771 | 18.9505 | [11 empty] | 1049.9154 | 18.6245
851.9084 | 18.949 | [11 empty] | 1116.9115 | 18.6681
[13 empty] | 1176.7201 | 18.6681
[13 empty] | 1255.6779 | 18.7118
[13 empty] | 1305.9171 | 18.7118
[13 empty] | 1380.0798 | 18.7118
[13 empty] | 1461.4195 | 18.7118
[13 empty] | 1504.4817 | 18.7118
[13 empty] | 1542.7697 | 18.7555
[13 empty] | 1564.3635 | 19.0175
[13 empty] | 1607.4361 | 19.0611
[13 empty] | 1645.7972 | 19.4105
[13 empty] | 1717.5884 | 19.4978
[13 empty] | 1808.5184 | 19.5852
[13 empty] | 1861.1709 | 19.6725
[13 empty] | 1925.7955 | 19.8035
[13 empty] | 1990.4097 | 19.8908
[13 empty] | 2064.5933 | 19.9782
[13 empty] | 2105.2841 | 20.0655
[13 empty] | 2150.7804 | 20.2402
[13 empty] | 2189.1206 | 20.5022
[13 empty] | 2225.0789 | 20.8079
[13 empty] | 2249.065 | 21.0699

## 9. Indices-Hist
[10 empty] | Do not insert columns |  |  | 1mcf ~ 1mmbtu
|  | PPI All Commodities | WTI Spot | HH Spot | Los Angeles Ultra-Low Sulfur CARB Diesel Spot Price | Price of Liquefied US Natural Gas Exports | Brent | Gulf Coast Spot Propane |  | WTI Spot | HH Spot | Los Angeles Ultra-Low Sulfur CARB Diesel Spot Price | Price of Liquefied US Natural Gas Exports | Brent | Gulf Coast Spot Propane
|  | WPU00000000 | Nominal $/barrel | Nominal $/mmbtu | Nominal $/gallon | mcf $/gallon | Nominal $/barrel | Nominal $/gallon |  | $2022/bbl | $2022/mmbtu | $2022/gallon | $2022/mmbtu | $2022/mmbtu | $2022/gallon
| 2017-07-01 | 193.5 | 46.63 | 2.98 | 1.57 | 4.26 |  | 0.647 | 2017-07-01 | 67.5855 | 4.3192 | 2.2756 | 6.1744 |  | 0.93776
| 2017-08-01 | 193.8 | 48.04 | 2.9 | 1.697 | 3.88 |  | 0.758 | 2017-08-01 | 69.5214 | 4.1968 | 2.4558 | 5.615 |  | 1.0969
| 2017-09-01 | 194.8 | 49.82 | 2.98 | 1.915 | 3.88 |  | 0.883 | 2017-09-01 | 71.7272 | 4.2904 | 2.7571 | 5.5861 |  | 1.2713
| 2017-10-01 | 194.9 | 51.58 | 2.88 | 1.863 | 4.02 |  | 0.934 | 2017-10-01 | 74.2231 | 4.1443 | 2.6808 | 5.7847 |  | 1.344
| 2017-11-01 | 195.9 | 56.64 | 3.01 | 1.975 | 4.47 |  | 0.98 | 2017-11-01 | 81.0883 | 4.3092 | 2.8275 | 6.3994 |  | 1.403
| 2017-12-01 | 196.3 | 57.88 | 2.82 | 1.907 | 4.74 |  | 0.957 | 2017-12-01 | 82.6947 | 4.029 | 2.7246 | 6.7722 |  | 1.3673
| 2018-01-01 | 197.9 | 63.7 | 3.87 | 2.056 | 4.34 | 69.08 | 0.904 | 2018-01-01 | 90.2741 | 5.4845 | 2.9137 | 6.1505 | 97.8985 | 1.2811
| 2018-02-01 | 199.3 | 62.23 | 2.67 | 1.963 | 5.62 | 65.32 | 0.827 | 2018-02-01 | 87.5713 | 3.7573 | 2.7624 | 7.9086 | 91.9196 | 1.1638
| 2018-03-01 | 199.3 | 62.73 | 2.69 | 1.996 | 4.45 | 66.02 | 0.788 | 2018-03-01 | 88.2749 | 3.7854 | 2.8088 | 6.2621 | 92.9047 | 1.1089
| 2018-04-01 | 200.3 | 66.25 | 2.8 | 2.154 | 4.56 | 72.11 | 0.821 | 2018-04-01 | 92.7629 | 3.9205 | 3.016 | 6.3849 | 100.968 | 1.1496
| 2018-05-01 | 203.2 | 69.98 | 2.8 | 2.288 | 5.03 | 76.98 | 0.917 | 2018-05-01 | 96.5872 | 3.8646 | 3.1579 | 6.9425 | 106.2487 | 1.2657
| 2018-06-01 | 204.2 | 67.87 | 2.97 | 2.185 | 4.65 | 74.41 | 0.88 | 2018-06-01 | 93.2162 | 4.0792 | 3.001 | 6.3866 | 102.1986 | 1.2086
| 2018-07-01 | 204.3 | 70.98 | 2.83 | 2.177 | 5.28 | 74.25 | 0.938 | 2018-07-01 | 97.4399 | 3.885 | 2.9885 | 7.2483 | 101.9289 | 1.2877
| 2018-08-01 | 203.4 | 68.06 | 2.96 | 2.205 | 5.33 | 72.53 | 0.974 | 2018-08-01 | 93.8448 | 4.0814 | 3.0404 | 7.3493 | 100.0083 | 1.343
| 2018-09-01 | 203.6 | 70.23 | 3 | 2.293 | 4.78 | 78.89 | 1.057 | 2018-09-01 | 96.7418 | 4.1325 | 3.1586 | 6.5845 | 108.671 | 1.456
| 2018-10-01 | 204.6 | 70.75 | 3.28 | 2.369 | 4.92 | 81.03 | 0.959 | 2018-10-01 | 96.9818 | 4.4961 | 3.2473 | 6.7442 | 111.0733 | 1.3146
| 2018-11-01 | 202.3 | 56.96 | 4.09 | 2.055 | 5.62 | 64.75 | 0.745 | 2018-11-01 | 78.9666 | 5.6702 | 2.849 | 7.7913 | 89.7663 | 1.0328
| 2018-12-01 | 201 | 49.52 | 4.04 | 1.793 | 6.84 | 57.36 | 0.677 | 2018-12-01 | 69.0962 | 5.6371 | 2.5018 | 9.544 | 80.0355 | 0.94463
| 2019-01-01 | 199.1 | 51.38 | 3.11 | 1.812 | 5.89 | 59.41 | 0.665 | 2019-01-01 | 72.3756 | 4.3809 | 2.5524 | 8.2969 | 83.6869 | 0.93674
| 2019-02-01 | 199.2 | 54.95 | 2.69 | 1.935 | 5.06 | 63.96 | 0.673 | 2019-02-01 | 77.3656 | 3.7873 | 2.7243 | 7.1241 | 90.051 | 0.94753
| 2019-03-01 | 200.8 | 58.15 | 2.95 | 2.017 | 4.84 | 66.14 | 0.67 | 2019-03-01 | 81.2186 | 4.1203 | 2.8172 | 6.7601 | 92.3783 | 0.93579
| 2019-04-01 | 202.1 | 63.86 | 2.65 | 2.201 | 4.7 | 71.23 | 0.642 | 2019-04-01 | 88.62 | 3.6775 | 3.0544 | 6.5223 | 98.8476 | 0.89092
| 2019-05-01 | 201.7 | 60.83 | 2.64 | 2.286 | 4.39 | 71.32 | 0.577 | 2019-05-01 | 84.5827 | 3.6709 | 3.1786 | 6.1042 | 99.1687 | 0.8023
| 2019-06-01 | 200.3 | 54.66 | 2.4 | 1.895 | 4.57 | 64.22 | 0.449 | 2019-06-01 | 76.5346 | 3.3605 | 2.6534 | 6.3989 | 89.9205 | 0.62869
| 2019-07-01 | 200.7 | 57.35 | 2.37 | 1.952 | 5.29 | 63.92 | 0.487 | 2019-07-01 | 80.1411 | 3.3118 | 2.7277 | 7.3923 | 89.3221 | 0.68054
| 2019-08-01 | 199.2 | 54.81 | 2.22 | 1.869 | 5.13 | 59.04 | 0.405 | 2019-08-01 | 77.1685 | 3.1256 | 2.6314 | 7.2227 | 83.124 | 0.57021
| 2019-09-01 | 198.4 | 56.95 | 2.56 | 1.997 | 5.28 | 62.83 | 0.448 | 2019-09-01 | 80.5047 | 3.6188 | 2.823 | 7.4638 | 88.8167 | 0.63329
| 2019-10-01 | 198.6 | 53.96 | 2.33 | 2.065 | 5.31 | 59.71 | 0.466 | 2019-10-01 | 76.2012 | 3.2904 | 2.9162 | 7.4987 | 84.3213 | 0.65808
| 2019-11-01 | 199 | 57.03 | 2.65 | 2.109 | 5.84 | 63.21 | 0.533 | 2019-11-01 | 80.3748 | 3.7348 | 2.9723 | 8.2306 | 89.0845 | 0.75118
| 2019-12-01 | 199 | 59.88 | 2.22 | 1.963 | 5.55 | 67.31 | 0.496 | 2019-12-01 | 84.3914 | 3.1287 | 2.7665 | 7.8218 | 94.8628 | 0.69903
| 2020-01-01 | 199.3 | 57.52 | 2.02 | 1.906 | 5.42 | 63.65 | 0.43 | 2020-01-01 | 80.9433 | 2.8426 | 2.6822 | 7.6271 | 89.5696 | 0.6051
| 2020-02-01 | 196.7 | 50.54 | 1.91 | 1.751 | 5.12 | 55.66 | 0.397 | 2020-02-01 | 72.061 | 2.7233 | 2.4966 | 7.3002 | 79.3612 | 0.56605
| 2020-03-01 | 193.1 | 29.21 | 1.79 | 1.271 | 4.91 | 32.01 | 0.292 | 2020-03-01 | 42.4247 | 2.5998 | 1.846 | 7.1313 | 46.4914 | 0.4241
| 2020-04-01 | 185.5 | 16.55 | 1.74 | 0.823 | 4.74 | 18.38 | 0.327 | 2020-04-01 | 25.0221 | 2.6307 | 1.2443 | 7.1664 | 27.7889 | 0.49439
| 2020-05-01 | 188.6 | 28.56 | 1.75 | 0.911 | 5.53 | 29.38 | 0.417 | 2020-05-01 | 42.4704 | 2.6024 | 1.3547 | 8.2234 | 43.6897 | 0.6201
| 2020-06-01 | 191.2 | 38.31 | 1.63 | 1.182 | 5.55 | 40.27 | 0.496 | 2020-06-01 | 56.1945 | 2.3909 | 1.7338 | 8.1409 | 59.0695 | 0.72755
| 2020-07-01 | 193 | 40.71 | 1.77 | 1.262 | 5.73 | 43.24 | 0.491 | 2020-07-01 | 59.158 | 2.5721 | 1.8339 | 8.3266 | 62.8344 | 0.7135
| 2020-08-01 | 194.3 | 42.34 | 2.3 | 1.292 | 5.85 | 44.74 | 0.506 | 2020-08-01 | 61.1149 | 3.3199 | 1.8649 | 8.4441 | 64.5792 | 0.73038
| 2020-09-01 | 195.5 | 39.63 | 1.92 | 1.164 | 5.53 | 40.91 | 0.495 | 2020-09-01 | 56.8521 | 2.7544 | 1.6698 | 7.9332 | 58.6884 | 0.71011
| 2020-10-01 | 196.5 | 39.4 | 2.39 | 1.211 | 5.8 | 40.19 | 0.526 | 2020-10-01 | 56.2345 | 3.4112 | 1.7284 | 8.2782 | 57.3621 | 0.75075
| 2020-11-01 | 198.3 | 40.94 | 2.61 | 1.368 | 6.58 | 42.69 | 0.545 | 2020-11-01 | 57.9021 | 3.6914 | 1.9348 | 9.3062 | 60.3772 | 0.7708
| 2020-12-01 | 200.5 | 47.02 | 2.59 | 1.542 | 6.48 | 49.99 | 0.644 | 2020-12-01 | 65.7715 | 3.6229 | 2.1569 | 9.0642 | 69.9259 | 0.90083
| 2021-01-01 | 204.8 | 52 | 2.71 | 1.582 | 6.08 | 54.77 | 0.863 | 2021-01-01 | 71.2103 | 3.7112 | 2.1664 | 8.3261 | 75.0036 | 1.1818
| 2021-02-01 | 210.6 | 59.04 | 5.35 | 1.835 | 6.52 | 62.28 | 0.905 | 2021-02-01 | 78.6244 | 7.1247 | 2.4437 | 8.6828 | 82.9392 | 1.2052
| 2021-03-01 | 215 | 62.33 | 2.62 | 1.936 | 6.25 | 65.41 | 0.922 | 2021-03-01 | 81.307 | 3.4177 | 2.5254 | 8.1529 | 85.3248 | 1.2027
| 2021-04-01 | 217.9 | 61.72 | 2.66 | 1.897 | 5.92 | 64.81 | 0.823 | 2021-04-01 | 79.4398 | 3.4237 | 2.4416 | 7.6196 | 83.4169 | 1.0593
| 2021-05-01 | 224.9 | 65.17 | 2.91 | 2.02 | 6.46 | 68.53 | 0.816 | 2021-05-01 | 81.2695 | 3.6289 | 2.519 | 8.0559 | 85.4596 | 1.0176
| 2021-06-01 | 228.9 | 71.38 | 3.26 | 2.077 | 6.57 | 73.16 | 0.965 | 2021-06-01 | 87.4581 | 3.9943 | 2.5448 | 8.0499 | 89.6391 | 1.1824
| 2021-07-01 | 231.85 | 72.49 | 3.84 | 2.124 | 7.23 | 75.17 | 1.09 | 2021-07-01 | 87.688 | 4.6451 | 2.5693 | 8.7458 | 90.9299 | 1.3185
| 2021-08-01 | 233.415 | 67.73 | 4.07 | 2.155 | 7.75 | 70.75 | 1.115 | 2021-08-01 | 81.3808 | 4.8903 | 2.5893 | 9.312 | 85.0094 | 1.3397
| 2021-09-01 | 235.678 | 71.65 | 5.16 | 2.251 | 8.34 | 74.49 | 1.291 | 2021-09-01 | 85.2642 | 6.1404 | 2.6787 | 9.9247 | 88.6438 | 1.5363
| 2021-10-01 | 240.465 | 81.48 | 5.51 | 2.512 | 9.98 | 83.54 | 1.454 | 2021-10-01 | 95.0317 | 6.4264 | 2.9298 | 11.6399 | 97.4343 | 1.6958
| 2021-11-01 | 243.287 | 79.15 | 5.05 | 2.509 | 10.24 | 81.05 | 1.252 | 2021-11-01 | 91.2434 | 5.8216 | 2.8924 | 11.8046 | 93.4337 | 1.4433
| 2021-12-01 | 241.338 | 71.71 | 3.76 | 2.291 | 9.62 | 74.17 | 1.033 | 2021-12-01 | 83.3342 | 4.3695 | 2.6624 | 11.1794 | 86.193 | 1.2004
| 2022-01-01 | 248.353 | 83.22 | 4.38 | 2.674 | 8.56 | 86.51 | 1.169 | 2022-01-01 | 93.9783 | 4.9462 | 3.0197 | 9.6666 | 97.6936 | 1.3201
| 2022-02-01 | 254.505 | 91.64 | 4.69 | 2.851 | 10.17 | 97.13 | 1.283 | 2022-02-01 | 100.9853 | 5.1683 | 3.1417 | 11.2071 | 107.0352 | 1.4138
| 2022-03-01 | 260.014 | 108.5 | 4.9 | 3.631 | 9.15 | 117.25 | 1.448 | 2022-03-01 | 117.0314 | 5.2853 | 3.9165 | 9.8695 | 126.4694 | 1.5619
PPI Prelim | 2022-04-01 | 265.412 | 101.78 | 6.6 | 3.887 | 10.33 | 104.58 | 1.302 | 2022-04-01 | 107.5502 | 6.9742 | 4.1074 | 10.9156 | 110.509 | 1.3758
PPI Prelim | 2022-05-01 | 273.3 | 109.55 | 8.14 | 4.05 | 12.33 | 113.34 | 1.223 | 2022-05-01 | 112.4196 | 8.3532 | 4.1561 | 12.653 | 116.3089 | 1.255
PPI Prelim | 2022-06-01 | 280.459 | 114.84 | 7.7 | 4.382 | 14.37 | 122.71 | 1.219 | 2022-06-01 | 114.84 | 7.7 | 4.382 | 14.37 | 122.71 | 1.219
| 2022-07-01 |  |  |  | 3.63 |  |  | 1.142 | 2022-07-01 |  | June CPI: | 3.63 |  |  | #DIV/0!

## 10. Indices-Forecast
|  |  |  | Reference | Low | High |  | Reference | Low | High | Case Used: | Reference | 1
2022 mid-year conv. |  | 0.5 |  | 1 | 2 | 3 |  | 1 | 2 | 3
|  | CPI (EIA July 2022 STO) | WTI Nominal (EIA July 2022 STO) | WTI $2021 (EIA July 2022 Ref.) | WTI - Low Price, High Oil and Gas Supply | WTI - High Price, Low Oil and Gas Supply | HH Nominal (EIA July 2022 STO) | HH $2021 (EIA 2022 Ref.) | HH - Low Price, High Oil and Gas Supply | HH - High Price, Low Oil and Gas Supply |  | Inflation Index | Inflation Index Cum. | WTI $2022 Used | HH $2022 Used
|  | % Change | $/bbl | 2022$/bbl |  |  | $/mmbtu | 2022$/mmbtu | 2022$/mmbtu | 2022$/mmbtu |  | % | % | 2022$/bbl | 2022$/mmbtu
| 2022 | 7.4% | 98.79 | 66.6714 | 66.6895 | 66.6354 | 6.25 | 3.8432 | 3.555 | 4.4739 | 2022 | 103.7% | 103.7% | 95.2652 | 6.027
| 2023 | 2.8% | 89.75 | 58.789 | 57.5527 | 60.1179 | 4.94 | 3.4932 | 3.0637 | 4.3643 | 2023 | 102.8% | 106.6% | 84.1904 | 4.634
| 2024 | 2% |  | 63.9715 | 59.5619 | 68.3829 |  | 3.1748 | 2.6523 | 4.2413 | 2024 | 102% | 108.7% | 66.3384 | 3.2923
| 2025 | 2% |  | 64.7308 | 59.5264 | 70.8248 |  | 3.0008 | 2.4581 | 4.2277 | 2025 | 102% | 110.9% | 67.1259 | 3.1119
| 2026 | 2% |  | 65.9869 | 60.1997 | 72.8184 |  | 2.9781 | 2.3963 | 4.3386 | 2026 | 102% | 113.1% | 68.4284 | 3.0883
| 2027 | 2% |  | 67.862 | 60.5534 | 75.2697 |  | 3.0755 | 2.4326 | 4.4306 | 2027 | 102% | 115.4% | 70.3729 | 3.1893
| 2028 | 2% |  | 69.2329 | 60.0479 | 77.2126 |  | 3.2468 | 2.5702 | 4.7093 | 2028 | 102% | 117.7% | 71.7945 | 3.3669
| 2029 | 2% |  | 70.2505 | 60.0641 | 83.0315 |  | 3.3647 | 2.6457 | 4.9813 | 2029 | 102% | 120.1% | 72.8498 | 3.4892
| 2030 | 2% |  | 71.3306 | 59.4 | 85.1515 |  | 3.4597 | 2.7203 | 5.155 | 2030 | 102% | 122.5% | 73.9698 | 3.5877
| 2031 | 2% |  | 72.8232 | 60.1324 | 87.2821 |  | 3.5438 | 2.7484 | 5.355 | 2031 | 102% | 124.9% | 75.5176 | 3.675
| 2032 | 2% |  | 73.9937 | 60.8392 | 89.3761 |  | 3.5774 | 2.7582 | 5.5384 | 2032 | 102% | 127.4% | 76.7314 | 3.7097
| 2033 | 2% |  | 74.7851 | 61.1641 | 90.8031 |  | 3.6458 | 2.8355 | 5.7004 | 2033 | 102% | 129.9% | 77.5521 | 3.7807
| 2034 | 2% |  | 75.1885 | 61.5598 | 91.9961 |  | 3.6401 | 2.8329 | 5.8131 | 2034 | 102% | 132.5% | 77.9705 | 3.7748
| 2035 | 2% |  | 75.9029 | 61.952 | 92.4272 |  | 3.6379 | 2.7982 | 5.8766 | 2035 | 102% | 135.2% | 78.7113 | 3.7725
| 2036 | 2% |  | 77.1171 | 62.4175 | 93.9254 |  | 3.6478 | 2.7838 | 6.0666 | 2036 | 102% | 137.9% | 79.9704 | 3.7828
| 2037 | 2% |  | 78.0059 | 63.3964 | 94.3565 |  | 3.665 | 2.7787 | 6.1215 | 2037 | 102% | 140.7% | 80.8922 | 3.8007
| 2038 | 2% |  | 79.037 | 64.2406 | 95.7423 |  | 3.6839 | 2.7552 | 6.1915 | 2038 | 102% | 143.5% | 81.9614 | 3.8202
| 2039 | 2% |  | 79.2951 | 64.6053 | 96.4817 |  | 3.685 | 2.7645 | 6.3119 | 2039 | 102% | 146.3% | 82.229 | 3.8214
| 2040 | 2% |  | 80.8039 | 66.4931 | 95.0805 |  | 3.7205 | 2.74 | 6.4379 | 2040 | 102% | 149.3% | 83.7936 | 3.8582
| 2041 | 2% |  | 81.7269 | 67.157 | 95.3682 |  | 3.7266 | 2.7012 | 6.4017 | 2041 | 102% | 152.3% | 84.7507 | 3.8645
| 2042 | 2% |  | 82.1163 | 67.4488 | 96.1008 |  | 3.7038 | 2.6391 | 6.3335 | 2042 | 102% | 155.3% | 85.1546 | 3.8409
| 2043 | 2% |  | 83.5414 | 68.5414 | 97.6489 |  | 3.7074 | 2.6164 | 6.284 | 2043 | 102% | 158.4% | 86.6325 | 3.8445
| 2044 | 2% |  | 85.2569 | 69.5463 | 98.8872 |  | 3.6451 | 2.5964 | 6.4222 | 2044 | 102% | 161.6% | 88.4114 | 3.78
| 2045 | 2% |  | 85.7259 | 70.2931 | 100.5115 |  | 3.6145 | 2.5836 | 6.4613 | 2045 | 102% | 164.8% | 88.8977 | 3.7483
| 2046 | 2% |  | 86.9694 | 71.1772 | 101.9007 |  | 3.6031 | 2.565 | 6.5179 | 2046 | 102% | 168.1% | 90.1872 | 3.7364
| 2047 | 2% |  | 86.9187 | 71.0084 | 102.922 |  | 3.5969 | 2.5245 | 6.5577 | 2047 | 102% | 171.5% | 90.1347 | 3.7299
| 2048 | 2% |  | 87.0389 | 71.4067 | 104.7416 |  | 3.6211 | 2.5297 | 6.5968 | 2048 | 102% | 174.9% | 90.2593 | 3.7551
| 2049 | 2% |  | 87.3449 | 72.4419 | 105.2317 |  | 3.5976 | 2.5322 | 6.6744 | 2049 | 102% | 178.4% | 90.5766 | 3.7307
| 2050 | 2% |  | 87.0697 | 72.7826 | 106.064 |  | 3.5904 | 2.5404 | 6.74 | 2050 | 102% | 182% | 90.2913 | 3.7232

## 11. Public Sources
Historic Prices, Costs, and Indicies
Producer Price Index | BLS | https://data.bls.gov/cgi-bin/surveymost?wp
Cost of Living Hawaii - PADD 3 | MERIC | https://meric.mo.gov/data/cost-living-data-series
WTI Spot | EIA | https://www.eia.gov/dnav/pet/hist/LeafHandler.ashx?n=PET&s=RWTC&f=M
HH Gas Spot | EIA | https://www.eia.gov/dnav/ng/hist/rngwhhdm.htm
Los Angeles Reformulated RBOB Ultra-Low Sulfur CARB Diesel Spot Price (Dollars per Gallon) | EIA | https://www.eia.gov/dnav/pet/hist/LeafHandler.ashx?n=PET&s=EER_EPD2DC_PF4_Y05LA_DPG&f=M
Forecast
Inflation Short Term Forecast (July 2022), 2% Fed Target after 2024 | EIA | https://www.eia.gov/outlooks/steo/pdf/steo_full.pdf
WTI Short Term Forecast (July 2022) | EIA | https://www.eia.gov/outlooks/steo/
WTI Long-Term Forecast (AEO 2022) | EIA | https://www.eia.gov/outlooks/aeo/data/browser/#/?id=12-AEO2022&cases=ref2022&sourcekey=0
HH Short Term Forecast (July 2022) | EIA | https://www.eia.gov/outlooks/steo/report/natgas.php#:~:text=We%20expect%20the%20Henry%20Hub,price%20will%20average%20%244.76%2FMMBtu.
Conversions
LNG BTU to MT | BP | https://www.bp.com/content/dam/bp/business-sites/en/global/corporate/pdfs/energy-economics/statistical-review/bp-stats-review-2022-approximate-conversion-factors.pdf
Pounds of LNG to cubic feet | Energy Transfer | https://lclngmessenger.energytransfer.com/InfoPost/resources/documents/PropertiesofLNG.pdf
BTU Content Alternative Fuels (inc. Gasoline) | DOE | https://afdc.energy.gov/files/u/publication/fuel_comparison_chart.pdf
Emission Estimates
Please see 8. Emissions
RNG
RNG Supply Current (800,000 therms/year) | Hawaii Gas | https://www.hawaiigas.com/clean-energy/decarbonization
RNG Cost of Supply | AGF | Renewable Sources of Natural Gas: Supply and Emissions Reduction Assessment

## 12. Reg LNG
SUMMARY OUTPUT
Regression Statistics
Multiple R | 0.68576
R Square | 0.47027
Adjusted R Square | 0.46008
Standard Error | 1.2918
Observations | 54
ANOVA
| df | SS | MS | F | Significance F
Regression | 1 | 77.0371 | 77.0371 | 46.1627 | 1.0532e-08
Residual | 52 | 86.7785 | 1.6688
Total | 53 | 163.8156
| Coefficients | Standard Error | t Stat | P-value | Lower 95% | Upper 95% | Lower 95.0% | Upper 95.0%
Intercept | 4.5603 | 0.58054 | 7.8553 | 2.1566e-10 | 3.3954 | 5.7252 | 3.3954 | 5.7252
Henry Hub | 0.89353 | 0.13151 | 6.7943 | 1.0532e-08 | 0.62963 | 1.1574 | 0.62963 | 1.1574

## 13. Reg SNG INT
SUMMARY OUTPUT
Regression Statistics
Multiple R | 0.93631
R Square | 0.87668
Adjusted R Square | 0.87431
Standard Error | 0.22353
Observations | 54
ANOVA
| df | SS | MS | F | Significance F
Regression | 1 | 18.4702 | 18.4702 | 369.6676 | 2.73e-25
Residual | 52 | 2.5982 | 0.049964
Total | 53 | 21.0684
| Coefficients | Standard Error | t Stat | P-value | Lower 95% | Upper 95% | Lower 95.0% | Upper 95.0%
Intercept | 0.01903 | 0.14243 | 0.13361 | 0.89423 | -0.26678 | 0.30484 | -0.26678 | 0.30484
WTI | 0.033078 | 0.0017204 | 19.2267 | 2.73e-25 | 0.029626 | 0.036531 | 0.029626 | 0.036531

## 14. Reg Propane
SUMMARY OUTPUT
Regression Statistics
Multiple R | 0.79148
R Square | 0.62644
Adjusted R Square | 0.61179
Standard Error | 0.19821
Observations | 54
ANOVA
| df | SS | MS | F | Significance F
Regression | 2 | 3.36 | 1.68 | 42.7624 | 1.2449e-11
Residual | 51 | 2.0036 | 0.039287
Total | 53 | 5.3636
| Coefficients | Standard Error | t Stat | P-value | Lower 95% | Upper 95% | Lower 95.0% | Upper 95.0%
Intercept | -0.066229 | 0.1265 | -0.52356 | 0.60285 | -0.32018 | 0.18773 | -0.32018 | 0.18773
HH | 0.08722 | 0.026379 | 3.3065 | 0.0017354 | 0.034262 | 0.14018 | 0.034262 | 0.14018
WTI | 0.0089285 | 0.0019944 | 4.4768 | 4.2789e-05 | 0.0049246 | 0.012932 | 0.0049246 | 0.012932
SUMMARY OUTPUT
Regression Statistics
Multiple R | 0.73916
R Square | 0.54636
Adjusted R Square | 0.53764
Standard Error | 0.21631
Observations | 54
ANOVA
| df | SS | MS | F | Significance F
Regression | 1 | 2.9305 | 2.9305 | 62.6293 | 1.7421e-10
Residual | 52 | 2.4331 | 0.046791
Total | 53 | 5.3636
| Coefficients | Standard Error | t Stat | P-value | Lower 95% | Upper 95% | Lower 95.0% | Upper 95.0%
Intercept | -0.042808 | 0.13784 | -0.31058 | 0.75736 | -0.31939 | 0.23378 | -0.31939 | 0.23378
WTI | 0.013176 | 0.0016649 | 7.9139 | 1.7421e-10 | 0.009835 | 0.016517 | 0.009835 | 0.016517
SUMMARY OUTPUT
Regression Statistics
Multiple R | 0.69256
R Square | 0.47964
Adjusted R Square | 0.46963
Standard Error | 0.23168
Observations | 54
ANOVA
| df | SS | MS | F | Significance F
Regression | 1 | 2.5726 | 2.5726 | 47.9308 | 6.5609e-09
Residual | 52 | 2.791 | 0.053673
Total | 53 | 5.3636
| Coefficients | Standard Error | t Stat | P-value | Lower 95% | Upper 95% | Lower 95.0% | Upper 95.0%
Intercept | 0.33588 | 0.10411 | 3.2261 | 0.0021723 | 0.12696 | 0.5448 | 0.12696 | 0.5448
Henry Hub | 0.16328 | 0.023585 | 6.9232 | 6.5609e-09 | 0.11596 | 0.21061 | 0.11596 | 0.21061

## 15. Emissions
Source | End User Emission Rate (g CO2/MMBtu) | Transmission & Distribution Emission Rate (g Co 2/MMBtu) | Upstream Emission Rate (g CO2/MMBtu) | Total (g CO2/MMBtu) | Upstream Out of State Emission Rate (g CO2/MMBtu)
SNG -Firm | 52220.96 | 259 | 13840 | 66319.96 | 5140.87
SNG Additional | 52220.96 | 259 | 13840 | 66319.96 | 5140.87
SNG - Interruptible | 52220.96 | 259 | 13840 | 66319.96 | 5140.87
LNG - ISO | 59341 | 2521 | 11151 | 73013 | 13142.34
Exist. WWTP | 65954 | 275 | -78236 | -12007 | 0
WWTP Expansion | 65954 | 275 | -78236 | -12007 | 0
BioCrop | 59080 | 130 | -4210 | 55000 | 0
LFG Exp. 1 | 59080 | 130 | 259 | 59469 | 0
LFG Exp. 2 | 59080 | 130 | 259 | 59469 | 0
LFG Exp. 3 | 59080 | 130 | 259 | 59469 | 0
CDW Exp. 1 | 59080 | 130 | 259 | 59469 | 0 | `
CDW Exp. 2 | 59080 | 130 | 259 | 59469 | 0
CDW Exp. 3 | 59080 | 130 | 259 | 59469 | 0
CDW Exp. 4 | 59080 | 130 | 259 | 59469 | 0
CDW Exp. 5 | 59080 | 130 | 259 | 59469 | 0
LNG ISO Exp 1 | 59341 | 2521 | 11151 | 73013 | 13142.34
LNG ISO Exp 2 | 59341 | 2521 | 11151 | 73013 | 13142.34
LNG ISO Exp 3 | 59341 | 2521 | 11151 | 73013 | 13142.34
LNG ISO Exp 4 | 59341 | 2521 | 11151 | 73013 | 13142.34
LNG ISO Exp 5 | 59341 | 2521 | 11151 | 73013 | 13142.34
Green Hydrogen | 0 | 259 | 0 | 259 | 0
Propane Air | 64039 | 531 | 12493 | 77063 | 13871.34